## BOQ with Rates (hidden)
MITIGATION OF WATERLOGGING IN DISTRICT RAHIMYAR KHAN
BOQ
Sr. No | Item | Unit | 2-L Manthar Drain | 3-L Manthar Drain | 4-L Manthar Drain | Pattan Minara Drain | Manthar Drain | Khanpur Drain | D-1 Drain | D-1 Sub Drain | D-2 Drain | D-3 Drain | 1-L of D-1 Drain | Jarewala Drain | New 1-L / Jarewala | Existing 1-L / Jarewala Drain | Link Channels of Jarewala | New 1-L / Jarewala | Add QTY | Total QTY | Rate | Amount (PKR)
1 | Earth Work in excavation of drains, irrigation channels through excavator/ drag lines in all kind of soil and conditions (dry, wet slush, daldal and under water ) including its disposal and preperation of working pad for operation of machinary. (rates includes 100ft lead) | 1000 | 616487.5 | 590424.88 | 203524.5 | 2110200 | 15023937.5 | 10154747.5 | 19380715.75 | 4710315 | 2187776.7 | 1671902.14 | 307260.39 | 4234073.1 | 3676695 | 15402.5 | 4410982.06 |  |  | 69775243.96 | 4640.7 | 323805974.6452 |  | #REF!
2 | Dressing and levelling of earthwork to designed section etc complete in ii) ordinary or hard soil soil | 1000 | 174315 | 112011.005 | 262075.5 | 680530 | 2113837.5 | 4167935 | 5396103.75 | 2201861.25 | 1607647.35 | 1638852.06 | 392780.145 | 1712983.98 | 4402362.5 | 51770 | 1949662.13 |  |  | 26864727.17 | 940.9 | 25277021.7943
3 | Transportation of earth all types when the total distance, including the lead covered in the item of work , is more than 1000 ft. | [18 empty] | 0 | 0 | 0
| a) 500 ft | 1000 | 20640 | 4055.67 | 3727.5 | 8217.5 | 12747.5 | 100405 | 10945.75 | 17267.5 | 1752.5 | 10467.5 |  | 70005 | 137177.5 | 1360 | 147378.58 |  |  | 546147.5 | 1073.2 | 586125.497
| b) 750 ft | 1000 |  | 4805 | 5270 |  |  | 9912.5 |  |  | 16955 | 23965 |  | 29937.5 | 898790 |  |  |  |  | 989635 | 1743.95 | 1725873.9582
| c) 1000 ft | 1000 | 2970 |  |  |  | 5975 | 24562.5 |  |  |  | 5747.5 | 11732.79 |  |  |  | 224897.5 |  |  | 275885.29 | 2414.7 | 666180.2098
| d) 1250 ft | 1000 | 8792.5 | 20505 |  |  |  | 33180 | [11 empty] | 62477.5 | 6677.8 | 417212.2495
| e) 1500 ft | 1000 | 1215 |  |  |  |  | 79555 | [8 empty] | 468525 |  |  | 549295 | 6751.2 | 3708400.404
| f) 1750 ft | 1000 |  |  |  | 58687.5 | [8 empty] | 496885 |  |  |  |  | 555572.5 | 6751.2 | 3750781.062
| g) 2000 ft | 1000 | 18740 | [16 empty] | 18740 | 6824.6 | 127893.004
| h) 2500 ft | 1000 | [5 empty] | 53390 | [11 empty] | 53390 | 6971.4 | 372203.046
| i) 2750 ft | 1000 |  |  |  | 75040 | [13 empty] | 75040 | 6971.4 | 523133.856
| j) 3000 ft | 1000 |  | 1237.5 | [6 empty] | 97028.25 | [8 empty] | 98265.75 | 7044.8 | 692262.5556
| k) 3750 ft | 1000 | [5 empty] | 187560 | [11 empty] | 187560 | 7191.6 | 1348856.496
| l) 4250 ft | 1000 | 54772.5 | [16 empty] | 54772.5 | 7338.4 | 401942.514
| m) 4500 ft | 1000 |  | 15772.5 | 109947.5 | [14 empty] | 125720 | 7411.8 | 931811.496
| n) 5500 ft | 1000 |  |  | 70367.5 | [14 empty] | 70367.5 | 7558.6 | 531879.7855
| o) 6750 ft | 1000 |  | 4869.33 | [15 empty] | 4869.33 | 7934.1 | 38633.7512
4 | Borrowpit excavation undressed lead upto 100 ft (30 metre) in a) ordinary soil with | 1000 | [17 empty] | 0 | 0 | 0
| a) 250 ft | 1000 | [14 empty] | 140702.285 |  |  | 140702.285 | 10936.05 | 1538727.2239
| b) 500 ft | 1000 |  |  | 60633 | [9 empty] | 1780642.5 | 45770 |  |  |  | 1887045.5 | 11606.8 | 21902559.7094
| c) 1000 ft | 1000 | [10 empty] | 97969.465 | [6 empty] | 97969.465 | 12948.3 | 1268538.0237
| d) 1 mile | 1000 | [9 empty] | 159193.8 | [7 empty] | 159193.8 | 18092.2 | 2880166.0684
5 | Rehandling of earthwork lead upto 50ft (35% of excess cutting) | 1000 | [14 empty] | 910707.7752 |  |  | 1340460.5752 | 5266.8 | 7059937.7577
6 | Providing and erection at site of work:- iii) R.C.C. boundary pillar. (Complete in all respect including transportation, Cement concrete foundation, fixing, painting and lettering etc) | 1 | [6 empty] | 390 | 130 | 104 | 130 | 30 | 260 | 170 | 40 |  |  |  | 1254 | 1326.2 | 1663054.8
7 | Making boundary or service roads, including dag-belling, leveling and dressing:ii) in ploughed land: a) from 10.0 ft. to 20.0 ft. (3 to 6 m) wide | 1 | 410 | 255 | 215 | 95 | 720 | 45 | [11 empty] | 1740 | 1935.4 | 3367596
8 | Jungle clearance and removing within 100 ft. light | 1000 | 315680 | 180070 | 177000 | 460000 | 2800000 | 1680000 | [5 empty] | 1272300 | [5 empty] | 6885050 | 376.2 | 2590155.81
9 | Providing and fixing Enamelled steel plate gauge 4" wide 1/4" thick (including painting and lettering) 10 ft length | 1 | [11 empty] | 5 | [5 empty] | 5 | 14630 | 73150
10 | Excavation in foundation of building bridges and other structures including dagbelling, dressing, refilling around structure with excavated earth, watering and ramming lead upto one chain and lift upto 5 ft. in ordinary soil | 1000 | 98 | 98 | 98 | 98 | 98 | 98 | 98 | 98 | 98 | 98 | 98 | 98 | 98 | 49 | 294 |  |  | 1617 | 15824.15 | 25587.6506
11 | Cement concrete plain including, placing, compacting, finishing and curing complete (including screening and washing of stones aggregate) | 100 | [17 empty] | 0 | 0 | 0 | #REF!
| a) Nominal mix ratio 1:4:8 | 100 | 24.5 | 24.5 | 24.5 | 24.5 | 24.5 | 24.5 | 24.5 | 24.5 | 24.5 | 24.5 | 24.5 | 24.5 | 24.5 | 12.25 | 73.5 |  |  | 41070.5542 | 34694.3 | 14249141.2737 |  | 41070.5542 | 23362466.8526
| b) Nominal mix ratio 1:2:4 | 100 | 157.9 | 136.8 |  | 966.72 | 2414.07 | 976.25 | [6 empty] | 200.62 |  |  |  |  | 12898.7281 | 47135.9 | 6079931.5903 |  | 12898.7281
12 | Pacca brick work in foundation and plinth in cement sand mortar ratio 1:6. | 100 | 97.5 | 97.5 | 97.5 | 97.5 | 97.5 | 97.5 | 97.5 | 97.5 | 97.5 | 97.5 | 97.5 | 97.5 | 97.5 | 48.75 | 292.5 |  |  | 58371.5555 | 32675.95 | 19073460.2894 | #REF!
13 | Providing and laying damp proof course of cement 1:2:4 (using cement, sand and shingle), including bitumen coating with with 2 coats of bitumen: 1½" thick (40 mm). | 100 | 39 | 39 | 39 | 39 | 39 | 39 | 39 | 39 | 39 | 39 | 39 | 39 | 39 | 19.5 | 117 |  |  | 643.5 | 11851.2 | 76262.472
14 | Providing and laying damp proof course of cement 1:2:4 (using cement, sand and shingle), including bitumen coating with one coat of bitumen and one coat polythenesheet 500 gauge 1½" thick (40 mm). | 100 | 258 | 129 |  | 451.5 | 322.5 |  | 774 | 64.5 |  |  | 64.5 |  | 322.5 |  |  |  |  | 11220.6094 | 11460.2 | 1285904.2756 | 2386.5
15 | Providing and laying damp proof course of cement 1:2:4 (using cement, sand and shingle), including bitumen coating with 2 coats of bitumen: 1½" thick (40 mm). | 100 | 427.5 | [16 empty] | 427.5 | 11851.6 | 50665.59
16 | Pacca brick work other than building upto 10 ft. height in cement sand mortor ratio 1:3 | 100 | 81.7031 | 81.7031 | 81.7031 | 81.7031 | 81.7031 | 81.7031 | 81.7031 | 81.7031 | 81.7031 | 81.7031 | 81.7031 | 81.7031 | 81.7031 | 40.8516 | 245.1094 |  |  | 1348.1016 | 37620.6 | 507163.8964
17 | Cement plaster 1:4 upto 20 ft. height, 3/8" thick | 100 | 230.65 | 230.65 | 230.65 | 230.65 | 230.65 | 230.65 | 230.65 | 230.65 | 230.65 | 230.65 | 230.65 | 230.65 | 230.65 | 115.325 | 691.95 |  |  | 3805.725 | 4334.75 | 164968.6644
18 | Providing and applying weather shield paint of approved quality on external surface of building including preparation of surface, application of primer complete in all respect: | 100 | 230.65 | 230.65 | 230.65 | 230.65 | 230.65 | 230.65 | 230.65 | 230.65 | 230.65 | 230.65 | 230.65 | 230.65 | 230.65 | 115.325 | 691.95 |  |  | 61675.4043 | 7379.1 | 4551089.7587 | #REF!
19 | Writing letter or figures per letter per inch height | 1 | 500 | 500 | 500 | 500 | 500 | 500 | 500 | 500 | 500 | 500 | 500 | 500 | 500 | 250 | 1500 |  |  | 8250 | 30.5 | 251625
20 | Carriage of 100 Cf t. (2.83 cu.m) of all materials like stone aggregate, spawl, kankar lime (unslaked), surkhi , etc. or 150 Cf t. (4.25 cu.m) timber, by truck or by any othermeans owned by the contractor from Sakhi Sarwar Quarry to site 275 Km including first 11KM hilly area. | [18 empty] | 0
| DPC | 100 | 4.29 | 4.29 | 4.29 | 4.29 | 4.29 | 4.29 | 4.29 | 4.29 | 4.29 | 4.29 | 4.29 | 4.29 | 4.29 | 2.145 | 12.87 |  |  | 70.785 | 14042.6 | 9940.0544
| PCC 1:2:4 | 100 | 161.4272 | 80.7136 |  | 282.4976 | 201.784 |  | 484.2816 | 40.3568 |  |  | 40.3568 |  | 201.784 |  |  |  |  | 5036.5815 | 14042.6 | 707267.0007 | 1493.2016 | 3543.3799
| PCC 1:4:8 | 100 | 405.5518 | 202.7759 |  | 709.7156 | 506.9397 |  | 1216.6554 | 101.3879 |  |  | 101.3879 |  | 506.9397 |  |  |  |  | 30772.1446 | 14042.6 | 4321209.1774 | 3751.354 | 27020.7906
| RCC 1:1.5:3 | 100 | 3360.2016 |  |  |  | 1344.84 |  | 19900.1544 | 7557.312 | 8217.7032 | 6210.1546 | 2988.5184 | 1661.15 | [5 empty] | 106108.0562 | 14042.6 | 14900329.8972
| Base | 100 | 585.6 | [5 empty] | 585.6 | 219.6 | 366 | 427 | [7 empty] | 2183.8 | 14042.6 | 306662.2988
| T.S.T | 100 | 72 | [5 empty] | 72 | 27 | 45 | 52.5 | [7 empty] | 268.5 | 14042.6 | 37704.381
| RCC 1.2.4 | 100 | 607.4591 | 303.7296 |  | 1063.0535 | 759.3239 |  | 1822.3773 | 151.8648 |  |  | 151.8648 |  | 759.3239 |  |  |  |  | 24736.4952 | 14042.6 | 3473647.0782 | 5618.9968 | 19117.4984 | 80212234.6796
| DPC 1.2.4 | 100 | 28.38 | 14.19 |  | 49.665 | 35.475 |  | 85.14 | 7.095 |  |  | 7.095 |  | 35.475 |  |  |  |  | 1234.267 | 14042.6 | 173323.1821 | 262.515 | 971.752
| Dry Hand Pack Stone | 100 | [6 empty] | 6027.5329 | 1282.4827 | 3577.368 | 3147.1565 | 1190.2237 | [6 empty] | 15224.7638 | 14042.6 | 2137952.6786
21 | Precast reinfoced cement concrete type "C" 1:2:4. | 1 | 55.04 | 30.96 | 30.96 | 39.56 | 242.52 | 146.2 | 67.08 | 22.36 | 22.36 | 22.36 | 5.16 | 44.72 | 29.24 | 6.88 | 20.64 |  |  | 786.04 | 546.95 | 429924.578
22 | Fabrication of mild steel reinforcement for cement concrete including cutting bending laying in position etc. complete in all respect. (deformed bars) Grade 40 | 100 | 125.76 | 70.74 | 70.74 | 90.39 | 554.13 | 334.05 | 153.27 | 51.09 | 51.09 | 51.09 | 11.79 | 102.18 | 66.81 | 15.72 | 47.16 |  |  | 1796.01 | 30006.1 | 538912.5566
23 | Carriage of consignment job upto 5 KMs Average | 1 | 32 | 18 | 18 | 23 | 141 | 85 | 39 | 13 | 13 | 13 | 3 | 26 | 17 | 4 | 12 |  |  | 457 | 115.4 | 52737.8
24 | Placing boundary pillars in position, including digging pits. | 1 | 32 | 18 | 18 | 23 | 141 | 85 | 39 | 13 | 13 | 13 | 3 | 26 | 17 | 4 | 12 |  |  | 457 | 141.9 | 64848.3
25 | Preparing surface and painting with emulation paint 3 coat. | 100 | 112 | 63 | 63 | 80.5 | 493.5 | 297.5 | 136.5 | 45.5 | 45.5 | 45.5 | 10.5 | 91 | 59.5 | 14 | 42 |  |  | 1599.5 | 4307.55 | 68899.2622
26 | Writing letter or firgures per letter per inch height (three figure each side). | 1 | 320 | 180 | 180 | 230 | 1410 | 850 | 390 | 130 | 130 | 130 | 30 | 260 | 170 | 40 | 120 |  |  | 4570 | 30.5 | 139385
27 | Earthwork excavation undressed lead upto a single throw of Kassi, phaorah or shovel: In ordinary soil. | 1000 | [11 empty] | 245 | [5 empty] | 245 | 546.95 | 134.0027
28 | Cement concrete plain including placing, compacting, finishing and curing complete (including screening and washing of stone aggregate) Ratio 1: 2: 4 | 100 | [11 empty] | 367.5 | [5 empty] | 367.5 | 30006.1 | 110272.4175
29 | Providing, laying, cutting, jointing, testing and disinfecting G.I. pipeline in trenches, with socket joints, using G.I. pipes of B.S.S. 1387-1967 complete in all respects, with specials and valves. i) 4" i/d (100 mm) 3.65mm thick | 1 | [11 empty] | 560 | [5 empty] | 560 | 115.4 | 64624
30 | Carriage of 100 Cft of all material like stone aggregate, spawl, kankar, lime (unsoaked) surkhi etc by truck or by any other means owned by the contractor, lead 300Km.(From Sakhi Sarwar) | 100 | [11 empty] | 323.4 | [5 empty] | 323.4 | 141.9 | 458.9046
31 | Dismantling brick work in lime or cement mortar | 100 | [11 empty] | 1019.8175 |  | 803.25 |  |  |  | 1823.0675 | 2633.4 | 48008.6595
32 | Dismantling and removing road pavement, etc.,including screening and stacking of byproducts upto one chain lead (30 metre). | 100 | [11 empty] | 1155 | [5 empty] | 4635 | 4017.8 | 186225.03
33 | Dismantling cement concrete reinforced, separating reinforcement from concrete, cleaning and straightening the same. | 100 | 307 |  |  | 384 | 11823.77 | [6 empty] | 825.5 | [5 empty] | 13340.27 | 27086.4 | 3613398.8933
34 | Excavation in foundation of building, bridges and other structures, including dagbelling, dressing, refilling around structure with excavated earth, watering and ramming lead up to one chain and lift upto 5 ft. In ordinary soil (above 5 ft depth) | 1000 |  |  |  |  | 60639.3519 |  | 44596.7658 |  | 25000.7506 | 21403.7907 |  |  | 125135.8496 |  |  |  |  | 588089.4262 | 12735.6 | 7489671.6963 | 704518649.6202 |  | 63826446.6244
35 | Providing and Fabrication of mild steel reinforcement for cement concrete, including cutting, bending, laying in position, 13 making joints and fastenings, including cost of binding wire and labour charges for binding of steel reinforcement (also includes removal of rust from bars):- Deformed bars (Grade-60). | 100 | 4141.7667 | 2070.8834 |  | 7248.0917 | 5177.2084 |  | 12425.3001 | 1035.4417 |  |  | 1035.4417 |  | 5177.2084 |  |  |  |  | 1015459.2095 | 30376.9 | 308465028.618 | 38311.342
36 | Providing and laying reinforced cement concrete (including prestressed concrete), using Sulphate resisting cement; coarse sand and screened graded and washed aggregate, in required shape and design, including forms, moulds, shuttering, lifting, compacting, curing, rendering and finishing exposed surface, complete 2) Plastering done under soffit of R.C.C. (but excluding the cost of steel reinforcement, its fabrication and placing in position etc.) | [18 empty] | 0
a) | Reinforced cement concrete in roof slab, beams, columns lintels, girders and other structural members laid in situ or precast laid in position, or prestressed members cast in situ, complete in all respects. Type B (nominal mix 1:1.5:3) | 1 | 3056.12 |  |  | 520 | 14816.27 |  | 17924.66 | 6956.8 | 6710.98 | 5135.0412 | 2549.76 | 7356.22 | 5287.91 | 4517.97 |  |  |  | 174842.0531 | 817.55 | 142942120.5131
b) | Reinforcement cement concrete in slab of rafts/strip foundation, base slab of column and retaining walls, etc and other structural members not requiring form work(i.e horizontal shuttering) complete in all respect: Type B (Nominal Mix 1:1.5:3 ) | 1 | 1444 |  |  | . | 720 |  | 5766 | 2040 | 3072 | 2258 | 1008 | 3429.92 | 3478.2 | 1972.18 |  |  |  | 77484.5118 | 670.5 | 51953365.1619
37 | Providing and embedding 10"(250mm) wide PVC water stopper in expansion joints of RCC structures (Retaining walls, water tanks, Slabs) complete in all respect. 10mm thick | 1 | [11 empty] | 51.34 | [5 empty] | 6423.48 | 809.4 | 5199164.712
38 | Bitumen coating to plastered or cement concrete surface. 14 lbs per 100 Sft (6.35 Kg. per Sq.m) | 100 | 2739.76 |  |  |  | 944 |  | 16855.64 | 7707.6 | 6537.28 | 4909.2812 | 2884.8 | 3165.0432 | 2449.6024 | 2183.812 |  |  |  | 99728.8136 | 1645.1 | 1640638.7121
39 | Providing, laying, cutting, jointing, testing and disinfecting PVC/ uPVC pipe line with `B' Class working pressure complete in all respects:- 4" i/d (100 mm) | 1 | 52 | 26 |  | 91 | 65 |  | 156 | 13 |  |  | 13 |  | 65 |  |  |  |  | 11417 | 514.9 | 5878613.3 | 481
40 | Providing and fixing 4" dia P.V.C pipe. | 1 | 12 |  |  | 6 | 30 | [12 empty] | 48 | 378.75 | 18180
41 | Supply and erection PVC pipe for recessed wiring (main and sub-main) purpose, including bends, specials, etc. in floor, wall or trenches:- 80mm dia (3 inch) | 1 | 13.5 |  |  |  | 6 |  | 60 | 22.5 | 31.5 | 22.5 | 13.5 | [6 empty] | 169.5 | 303.8 | 51494.1
41 | Providing and laying R.C.C. pipe sewers, moulded with cement concrete 4000 psi conforming to Specification C-76-20, Class II. Wall B, including carriage of pipe from factory to site of work, lowering in trenches to correct alignment and grade, jointing with rubber ring,cutting pipes where necessary, testing, etc., complete. 24 inch internal dia | 1 | 96 |  |  | 48 | 368 | [6 empty] | 112 | [5 empty] | 624 | 2150.35 | 1341818.4
43 | Providing and laying sub-base course of stone productof approved quality and grade, including placing, mixing, spreading and compaction of sub-base material torequired depth, camber, grade to achieve 100% maximum modified AASHTO dry density, including carriage of all material to site of work except gravel and. aggregate. Crushed stone aggregate. | 100 | 480 | [5 empty] | 480 | 180 | 300 | 350 |  | 825 | [5 empty] | 4715 | 10003.5 | 471665.025
44 | Providing and laying base course of crushed stone aggregate of approved quality and grade, and supply and spreading of stone screening, including placing, mixing,spreading and compaction of base course material to required depth, camber and grade to achieve 100% maximum modified AASHTO dry density, including carriage of all materials to site of work except gravel and. aggregate. | 100 | 480 | [5 empty] | 480 | 180 | 300 | 350 |  | 825 | [5 empty] | 2615 | 13527.4 | 353741.51
45 | Providing and laying road edging of 3" (75 mm) wide and 9" (225 mm) deep brick on end, complete in all respects | 1 | 120 | [5 empty] | 160 | 60 | 60 | 100 |  | 200 | [5 empty] | 700 | 64.2 | 44940
46 | Providing surface treatment of roads,including supply of bitumen and bajri/crushed stone aggregate of approved quality,including cleaning of road urface,heating,spraying bitumen,spreading bajri and rollingetc.complete including carriageof all material stosite of work excep tbajjri/crushed stone aggregate for which supply with in miles (5.0km) is included in the rate. | [18 empty] | 0
a | 1st coat 35 lbs. bitumen, and 4 Cft. bajri of nominal size 1" (25 mm) per 100 sq. feet or 1.72 Kg bitumen and 0.017 cu.metre bajri per square metre.. | 100 | 960 | [5 empty] | 960 | 360 | 600 | 700 |  | 1650 | [5 empty] | 5230 | 4549.95 | 237962.385
b | 2nd coat 18 lbs. bitumen, and 2 Cft. bajri of nominal size ½" (13 mm) per %sft or 1.23 Kg bitumen and 0.008 cu. metre bajri per sq.metre. | 100 | 960 | [5 empty] | 960 | 360 | 600 | 700 |  | 1650 | [5 empty] | 5230 | 2639.45 | 138043.235
c | 3rd coat 14 lbs. bitumen, and 1.5 Cft. bajri of nominal size ¼" (6 mm) per %sft or 0.69 Kg bitumen and 0.005 cubic metre bajjri per sq.metre. | 100 | 960 | [5 empty] | 960 | 360 | 600 | 700 |  | 1650 | [5 empty] | 5230 | 1960.75 | 102547.225
47 | Borrow pit excavation undressed lead up to 100 ft in ordinary soil. | 1000 | 10190 |  |  | 8490 | 35745 |  | 9600 | 3200 | 4000 | 6400 |  | 45540 | [5 empty] | 123165 | 10533.6 | 1297370.844
48 | Cement plaster 1:3 upto 20' (6.00 m) height 1/2" (13 mm) thick. | 100 | 694.5 | 848 |  | 3936 | 5976 | 4140 | [11 empty] | 15594.5 | 4850.4 | 756395.628
49 | Providing and laying base course. | 100 |  |  |  |  | 2100 | [12 empty] | 2100 | 13527.4 | 284075.4
50 | Providing surface treatment to roads, including supply of bitumen and bujri /crushed stone aggregate of approved quality, including cleaning of road surface, heating and spraying bitumen, spreading bajri and rolling with road roller (including its operation cost, fuel and hire charges, etc.) etc. complete including carriage of all materials to site of work except bajjri/crushed stone aggregate. | 100 |  |  |  |  | 2800 | [12 empty] | 2800 | 4549.95 | 127398.6
51 | Providing and fixing Neoprene bearing pad with laminated steel plate top and bottom. Size (14" x 9" x 1.75") | Cu. Inch |  |  |  |  | 304.64 | [12 empty] | 304.64 | 72 | 21934.08
52 | Plain wood work for regulation karries or needles, etc. including sawing, planning, wroughting wood and providing and fixing steel parts of karries i.e. end strip and rods, etc. b) Shisham wood | 1 | [11 empty] | 59.4 |  | 143.55 |  |  |  | 202.95 | 17752.2 | 3602808.99
53 | Credit old material - steel | 1 | -82 |  |  | -768 | -23647.54 | [6 empty] | -2476.5 | [5 empty] | -26974.04 | 170 | -4585586.8 |  |  |  |  | -323045052.0483
54 | Credit old material - brick batts | 100 | [11 empty] | -1019.82 |  | -803.25 |  |  |  | -1823.07 | 4100 | -74745.87 | 531606278.0483 | 208561226 | -323045052.0483 |  | -326079072.5406
55 | Extra for slush or Daldal including dewatering. | 1000 |  |  |  |  | 60639.3519 |  | 44596.7658 |  | 25000.7506 | 21403.7907 |  |  | 125135.8496 |  |  |  |  | 333466.1689 | 12038.4 | 4014399.1277 |  |  | 36383456.567
46 | Pacca brick work other than buildings upto 10 feet height. Cement sand mortar ratio 1:4 | 100 | 80 |  |  | 40 |  |  | 440 | 160 | 440 | 560 | 160 | [6 empty] | 13799.15 | 35727 | 4930022.3205
57 | Providing and placing poly sulphide joint sealent 1" wide and 1" deep. | 1 | 70 |  |  | 50 |  |  | 450 | 160 | 380 | 470 | 90 | [6 empty] | 1670 | 1381 | 2306270
58 | Dismantling stone or spawl pitching and apron in silted condition. | 100 |  |  |  | 93240 | [13 empty] | 93240 | 3762 | 3507688.8 | 89611262 | 92645282.4923 | 3034020.4923 |  |  | -3034020.4923
59 | Supply and dumping at site, without boat, including handling of materials within three chains (90 m) | 100 |  |  |  | 126000 | [13 empty] | 126000 | 4743.75 | 5977125 |  |  |  | -320011031.556
60 | Providing and laying stone pitching/filling, dry hand packed, as filling behind retaining walls or in pitching and aprons. | 100 | 476.44 | 355.5 | 312.56 | 3745.5 | 10945.44 |  | 10137.19 | 269.25 | 6208.72 | 6208.72 | 148.5 | 967.13 | 5141.14 | 2700.32 | 967.13 | 967.13 | 967.13 | 50517.8 | 6849 | 3459964.122
61 | Formation dressing and preparing subgrade, on slope | 100 | 735.3675 | 681.66 | 525.1225 | 72754.37 | 6058.716 |  | 3737.0542 | 480.69 | 2589.8832 | 3457.1106 | 422.73 | 614.7245 |  | 785.3328 | 614.72 | 594.5328 | 594.5328 | 94646.5469 | 2265.1 | 2143838.9329
62 | Formation dressing and preparing subgrade, in bed. | 100 | 130.5 | 126 | 129.5 | 12167 | 594.66 |  | 631.16 | 126 | 524.66 | 524.66 | 126 | 96 |  | 136 | 96 | 96 | 96 | 15600.14 | 1660.5 | 259040.3247
63 | Providing and laying graded bajri 1/8" to 1/2" size on slope. | 100 | 242.67 | 224.94 | 173.29 | 24008.94 | 2001.6443 |  | 1233.6 | 158.63 | 854.71 | 1140.89 | 139.5 | 202.8591 | 812.42 | 259.1598 | 202.86 | 196.1958 | 196.1958 | 32048.5048 | 18564.1 | 5949516.4852
64 | Providing and laying graded bajri 1/2" to 2" size on slope. | 100 | 242.67 | 224.94 | 173.29 | 24008.94 | 2001.6443 |  | 1233.6 | 158.63 | 854.71 | 1140.89 | 139.5 | 202.8591 | 812.42 | 259.1598 | 202.86 | 196.1958 | 196.1958 | 32048.5048 | 18564.1 | 5949516.4852
65 | Providing and laying graded bajri 1/8" to 1/2" size on level. | 100 | 43.07 | 41.58 | 42.74 | 4015.11 | 196.4178 |  | 208.28 | 41.58 | 173.14 | 173.14 | 41.58 | 31.68 | 147.4 | 54.3312 | 31.68 | 31.68 | 31.68 | 5305.089 | 18017.6 | 955849.7157
66 | Providing and laying graded bajri 1/2" to 2" size on level. | 100 | 43.07 | 41.58 | 42.74 | 4015.11 | 196.4178 |  | 208.28 | 41.58 | 173.14 | 173.14 | 41.58 | 31.68 | 147.4 | 54.3312 | 31.68 | 31.68 | 31.68 | 5305.089 | 18017.6 | 955849.7157
67 | Providing and laying stone for top layer only, on slope. | 100 | 735.37 | 681.66 | 525.12 | 72754.37 | 6058.72 |  | 3738.19 | 480.69 | 2590.02 | 3457.25 | 422.73 | 614.7245 | 2461.88 | 785.3328 | 614.72 | 594.5328 | 594.5328 | 97109.8429 | 11511 | 11178314.0139
68 | Providing and laying stone for top layer only, on Level | 100 | 130.5 | 126 | 129.5 | 12167 | 594.66 |  | 631.16 | 126 | 173.14 | 173.14 | 126 | 96 | 446.68 | 164.64 | 96 | 96 | 96 | 15372.42 | 10570.5 | 1624941.6561
69 | Carriage of 100 Cft of all material like stone aggregate, spawl, kankar, lime (unsoaked) surkhi etc or 150 Cft of timber by truck or by any other means owned by the contractor, lead 275 Km. | 100 | 1682.238 | 1449.117 | 1207.5 | 152322.069 | 47639.4517 |  | 33005.5044 | 1091.5155 | 20947.1834 | 21997.2 | 858.951 | 11198.2497 | 36777.2 | 10655.6278 | 11198.25 | 5817.7797 | 6679.8969 | 364527.734 | 14042.6 | 51189171.5709
70 | Credit to old material | [18 empty] | 0
| Steel | 1 | [11 empty] | 1267.5 |  |  | 1267.5 |  |  | 2535 | -170 | -430950
| Brick batts | 100 | [11 empty] | 507.94 |  | 803.25 | 507.94 |  |  | 1819.13 | -4100 | -74584.33 | 55936171.4337 | 50492531
71 | Excavation in foundation of building, bridges, and other structures, including dag belling, dressing refilling around structure with excavated earth, watering and ramming lead upto one chain (30m)and lift upto 5' (1.5 m) (b) in ordinary soil.1)By Manual | 1000 | 2179.5676 | 1089.7838 |  | 3814.2434 | 2724.4595 |  | 6538.7029 | 544.8919 |  |  | 544.8919 |  | 2724.4595 |  |  |  |  | 20161.0006 | 15824.15 | 319030.6978 | 20161.0006 | 0 | 55936171.4337
72 | Spraying termite proofing by using liquid FMC / Biflex/ Terminex Exin/Ms Hextaror equivalent@specified suspension concenterate (SC), MixingAbility-HEXTAR with Ratio (1:250)= 540 Sft or equivalent approved liquid applying with shower and certificate will be provided by the contractor for10-years complete in all respect.as approved by the Engineer Incharge. | 1 | 2034 | 1017 |  | 3559.5 | 2542.5 |  | 6102 | 508.5 |  |  | 508.5 |  | 2542.5 |  |  |  |  | 18814.5 | 12.55 | 236121.975 | 18814.5 | 0
73 | Providing and laying vertical damp proof course with cement sand plaster and bitumen coating with one coat of bitumen and one coat of polythene sheet 500 gauge-Ratio 1:3 a) ½ " thick (13 mm) | 100 | 480 | 240 |  | 840 | 600 |  | 1440 | 120 |  |  | 120 |  | 600 |  |  |  |  | 13211.49 | 7607.35 | 1005044.2845 | 4440
74 | Filling watering ramming earth under floors with surplus earth from foundation etc. | 1000 | 600 | 300 |  | 1050 | 750 |  | 1800 | 150 |  |  | 150 |  | 750 |  |  |  |  | 37224.37 | 7547.75 | 280960.2387 | 5550
75 | Pacca brick work in ground floor. Cement sand mortar Ratio 1:4. | 100 | 1163.6 | 581.8 |  | 2036.3 | 1454.5 |  | 3490.8 | 290.9 |  |  | 290.9 |  | 1454.5 |  |  |  |  | 10763.3 | 35830.6 | 3856554.9698 | 10763.3 | 0
76 | Providing and laying reinforced cement concrete (including prestressed concrete), using Sulphate resisting cement; coarse sand and screened graded and washed aggregate, in required shape and design, including forms, moulds, shuttering, lifting, compacting, curing, rendering and finishing exposed surface, complete 2) Plastering done under soffit of R.C.C. (but excluding the cost of steel reinforcement, its fabrication and placing in position etc.) | [7 empty] | 0 | [5 empty] | 0 |  |  |  |  | 0 | 0 | 0 | 0 | 0
a) | Reinforced cement concrete in roof slab, beams, columns lintels, girders and other structural members laid in situ or precast laid in position, or prestressed members cast in situ, complete in all respects. Type B (nominal mix 1:2:4) | 1 | 616.6632 | 308.3316 |  | 1079.1606 | 770.829 |  | 1849.9896 | 154.1658 |  |  | 154.1658 |  | 770.829 |  |  |  |  | 5704.1346 | 741.85 | 4231612.253 | 5704.1346 | 0
b) | Reinforcement cement concrete in slab of rafts/strip foundation, base slab of column and retaining walls, etc and other structural members not requiring form work(i.e horizontal shuttering) complete in all respect: Type B (Nominal Mix 1:2:4) | 1 | 73.6312 | 36.8156 |  | 128.8547 | 92.0391 |  | 220.8937 | 18.4078 |  |  | 18.4078 |  | 92.0391 |  |  |  |  | 681.0891 | 595 | 405247.9922 | 681.0891 | 0
77 | Providing and fixing windows consisting of M.S box section frame 2" x 1½" ( 50 x 40mm) Leaves frame 1½" x 1" (40 x 25 mm) box section frame for glazing 3/8" x 3/8" (10 x 10 mm) using 16 SWG sheet 'U' shaped rubber supported with 1" x 1/8" (25 x 3 mm) M.S. flat for fixing 3/16" (5 mm) thick glass panes M.S. box section 1/2" x 1/2" (13 x 13 mm) of 16 SWG for fixing 24 SWG wire gauge on outer side by means of 3/4" x 1/8" (20 x 3 mm) M.S. flat and screws including grill of M.S. flat 1/2" x 1/8" (13 x 3 mm) or 1/4" x 1/4" (6 x 6 mm) square bar with independent frame of 1/2" x 1/2" (13 x 13 mm) box section of 16 SWG i/c all C.P fitting and painting 3 coats complete in all respect. | 1 | 128 | 64 |  | 224 | 160 |  | 384 | 32 |  |  | 32 |  | 160 |  |  |  |  | 1184 | 2180.7 | 2581948.8 | 1184 | 0
78 | Providing and fixing mild steel chowkat of doors windows C. windows etc. including holdfast making and threading 18 holes for hinges etc. complete 1½" x 1½" x 1/4" (40 x 40 x 6 mm) welded with M.S. flat 2" x 1/4" (50 m M.S. angle iron). | 1 | 160 | 80 |  | 280 | 200 |  | 480 | 40 |  |  | 40 |  | 200 |  |  |  |  | 5302 | 457.1 | 2423544.2 | 1480
79 | Making and fixing steel grated door with 1/16" thick sheeting, including angle iron frame 2" x 2" x 3/8"and 3/4" square bars 4" centre to centre. with locking arrangement (Two No.). | 1 | 196 | 98 |  | 343 | 245 |  | 588 | 49 |  |  | 49 |  | 245 |  |  |  |  | 1813 | 2767 | 5016571 | 1813 | 0
80 | Providing and laying single layer of tile 9" x 4½" x 1½" laid over 4" earth and 1" thick mud plaster without bhoosa, grouted with cement mud (1:3) on top of R.C.C. roof, slab, provided with 34 lbs. per % Sft. Or 1.72 Kg./Sq.m. bitumen coating sand blinded. | 100 | 382.25 | 191.125 |  | 668.9375 | 477.8125 |  | 1146.75 | 95.5625 |  |  | 95.5625 |  | 477.8125 |  |  |  |  | 3535.8125 | 13179.6 | 466005.9443 | 3535.8125 | 0
81 | Providing and laying polythene sheet under floor or roof complete 500 gauge. | 1 | 398.25 | 199.125 |  | 696.9375 | 497.8125 |  | 1194.75 | 99.5625 |  |  | 99.5625 |  | 497.8125 |  |  |  |  | 43350.1888 | 11 | 476852.0773 | 3683.8125
82 | Supplying and filling sand under floor or plugging in wells. | 100 | 163.75 | 81.875 |  | 286.5625 | 204.6875 |  | 491.25 | 40.9375 |  |  | 40.9375 |  | 204.6875 |  |  |  |  | 8934.8275 | 3987 | 356231.5724 | 1514.6875
83 | Providing and laying watering and ramming brick ballast 1½" to 2" (40 mm to 50 mm) mixed with 25% sand for floor foundation complete in all respect. | 100 | 195.75 | 97.875 |  | 342.5625 | 244.6875 |  | 587.25 | 48.9375 |  |  | 48.9375 |  | 244.6875 |  |  |  |  | 10919.7875 | 12801.2 | 1397863.8374 | 1810.6875
84 | Cement plaster 1:4 upto 20' (6.00 m) height 1/2" (13 mm) thick. | 100 | 2273.22 | 1136.61 |  | 3978.135 | 2841.525 |  | 6819.66 | 568.305 |  |  | 568.305 |  | 2841.525 |  |  |  |  | 140437.4163 | 4614.1 | 6479922.8232 | 21027.285 | 119410.1313
85 | Cement plaster 3/8" (10 mm thick under soffit of R.C.C. roof slabs only, upto 20' height (Ratio 1:3). | 100 | 458.08 | 229.04 |  | 801.64 | 572.6 |  | 1374.24 | 114.52 |  |  | 114.52 |  | 572.6 |  |  |  |  | 4237.24 | 5264.65 | 223075.8557 | 4237.24 | 0
86 | Cement pointing struck joints on wall upto 20' (6m) height (a) Ratio 1:2 including extra cost of labour and material for red oxide pigment in cement pointing to match with the colour of bricks. | 100 | 1959.5 | 979.75 |  | 3429.125 | 2449.375 |  | 5878.5 | 489.875 |  |  | 489.875 |  | 2449.375 |  |  |  |  | 83405.59 | 5012.65 | 4180830.3071 | 18125.375 | 65280.215
87 | Providing and installing P.V.C. bends, of B.S.S.b) 4" i/d (100 mm) | 1 | 8 | 4 |  | 14 | 10 |  | 24 | 2 |  |  | 2 |  | 10 |  |  |  |  | 658 | 849.7 | 559102.6 | 74 | 584
88 | Making top khurra on roof 2' x 2' x 6". | 1 | 4 | 2 |  | 7 | 5 |  | 12 | 1 |  |  | 1 |  | 5 |  |  |  |  | 154 | 1159.65 | 178586.1 | 37 | 117
89 | Distempering:- 3 coat | 100 | 2041.08 | 1020.54 |  | 3571.89 | 2551.35 |  | 6123.24 | 510.27 |  |  | 510.27 |  | 2551.35 |  |  |  |  | 118808.2275 | 1548.2 | 1839388.9782 | 18879.99 | 99928.2375
90 | Preparing surface and painting of doors and windows any type (including edges):- | 100 | 356 | 178 |  | 623 | 445 |  | 1068 | 89 |  |  | 89 |  | 445 |  |  |  |  | 12309 | 3052.4 | 375719.916 | 3293 | 9016
91 | Fabrication of heavy steel work, with angle, tees, flat iron round iron and sheet iron for making trusses, girders, tanks, etc., including cutting, drilling, revitting, handling, assembling and fixing, but excluding erection in position. | 100 | 1339.8349 | 669.9174 |  | 2344.7111 | 1674.7936 |  | 4019.5047 | 334.9587 |  |  | 334.9587 |  | 1674.7936 |  |  |  |  | 12393.4727 | 37098.85 | 4597835.8612 | 12393.4727 | 0
92 | Supply and erection of PVC pipe for wiring recessed in walls, including inspection boxes, pull boxes, hooks, cutting jharries and repairing surface, etc. complete with all specials. | [18 empty] | 0 |  |  | 0 | 0
| a) 20mm (3/4") i/d. | 1 | 240 | 120 |  | 420 | 300 |  | 720 | 60 |  |  | 60 |  | 300 |  |  |  |  | 12520 | 112.25 | 1405370 | 2220 | 10300
| b) 25 mm (1") i/d | 1 | 120 | 60 |  | 210 | 150 |  | 360 | 30 |  |  | 30 |  | 150 |  |  |  |  | 6560 | 133.6 | 876416 | 1110 | 5450
| c) 50 mm (2") i/d | 1 | 60 | 30 |  | 105 | 75 |  | 180 | 15 |  |  | 15 |  | 75 |  |  |  |  | 555 | 231.55 | 128510.25 | 555 | 0
93 | Supply and erection of single core PVC insulated copper conductor cables, in prepaid P.V.C. pile/M.S. conduit/G.I. pipe/wooden strip batten/wooden casing and caping/G.I. wire/trenches (rate for cables only) (a) 250/440 volts, P.V.C. insulated. | [18 empty] | 0 |  |  | 0 | 0
| a) 3/0.74mm (3/0.029"). | 1 | 720 | 360 |  | 1260 | 900 |  | 2160 | 180 |  |  | 180 |  | 900 |  |  |  |  | 36960 | 35.7 | 1319472 | 6660 | 30300
| b) 7/0.74mm (7/0.029"). | 1 | 240 | 120 |  | 420 | 300 |  | 720 | 60 |  |  | 60 |  | 300 |  |  |  |  | 13020 | 56.3 | 733026 | 2220 | 10800
94 | Supply and erection of copper conductor cable for service connection in prepaid pipe/G.I. wire/trenches, etc. (rate for cable only) (a) PVC insulated, PVC sheathed, twin core, 250/440 volts 7/0.44" (7/1.12mm). | 1 | 160 | 80 |  | 280 | 200 |  | 480 | 40 |  |  | 40 |  | 200 |  |  |  |  | 19680 | 237.65 | 4676952 | 1480 | 18200
95 | Supply and connection of M.S. sheet box of 16 SWG, 10 cm (4") deep with 4.75 mm thick (3/16") bakelite sheet top, for recessed wiring, including making holes for regulators switches, plugs etc. | [18 empty] | 0 |  |  | 0 | 0
| a) 10 x 10 cm (4" x 4"). | 1 | 4 | 2 |  | 7 | 5 |  | 12 | 1 |  |  | 1 |  | 5 |  |  |  |  | 219 | 382.3 | 83723.7 | 37 | 182
| b) 17.5 x 10 cm (7" x 4"). | 1 | 4 | 2 |  | 7 | 5 |  | 12 | 1 |  |  | 1 |  | 5 |  |  |  |  | 432 | 522.75 | 225828 | 37 | 395
| c) 22.5 x 10 cm (9" x 4"). | 1 | 4 | 2 |  | 7 | 5 |  | 12 | 1 |  |  | 1 |  | 5 |  |  |  |  | 128 | 668.8 | 85606.4 | 37 | 91
96 | Supply and erection of switches 5 amp. Piano Type. | 1 | 80 | 40 |  | 140 | 100 |  | 240 | 20 |  |  | 20 |  | 100 |  |  |  |  | 4100 | 102.7 | 421070 | 740 | 3360
97 | Supply and erection of ceiling rose, bakelite. | 1 | 16 | 8 |  | 28 | 20 |  | 48 | 4 |  |  | 4 |  | 20 |  |  |  |  | 744 | 96.3 | 71647.2 | 148 | 596
98 | Supply and erection of 3 pin switch and plug combined recessed type (ii) 10/15 amp. | 1 | 4 | 2 |  | 7 | 5 |  | 12 | 1 |  |  | 1 |  | 5 |  |  |  |  | 37 | 213.1 | 7884.7 | 37 | 0
99 | P/F wall mounted DB (Distribution Board) made with 16SWG Sheet (Recessded/Surface mounted Type), Powder coated Paint, i/c the cost of Lock, Indication lights,Thimble, Copper Comb, Wiring, Netural & Earth Bar, Door Earthing, Digital Voltmeter,Digital Ammeter,Volt Selector Switch,Ammeter selector switch,Current Transformers and Controles Complete in all respect as approved and directed by the Engineer Incharge (Breakers will be Paid Separately)(a) 6" deep (i) 20~60A | 1 | 4 | 2 |  | 7 | 5 |  | 12 | 1 |  |  | 1 |  | 5 |  |  |  |  | 37 | 24422.65 | 903638.05 | 37 | 0
100 | Suppling,Installation and comissioning of MCB (Miniature Circuit Breaker) of specified rating made of LEGRAND FRANCE/ GE U.S.A / SCHNEIDER GERMANY /SIEMEN GERMAN/TERASAKI JAPAN/ ABB SWITZERLAND in prelaid DBs and Panels i/c the cost of screwes,necessary wire complet Single Pole(iii) 6-63 Amp (10 KA) | 1 | 24 | 12 |  | 42 | 30 |  | 72 | 6 |  |  | 6 |  | 30 |  |  |  |  | 222 | 1453.75 | 322732.5 | 222 | 0
101 | Supplying, Installation and commissioning of MCCB (Moulded Case Circuit Breaker)of specified rating made of LEGRAND FRANCE /GEU.S.A/ SCHNEIDER GERMANY/ TERASAKI JAPAN/ SIEMEN/ ABBSWITZERLAND or approved equivalent manufacturer (withfixedThermal-MagneticTrip)in prelaid DB sand Panels i/c the cost of screws, necessary wire complete in all respect as approved and directed by the EngineerIncharge. a) Triple Pole (ii) 15-100 Amp (10 KA,15KA) | 1 | 8 | 4 |  | 14 | 10 |  | 24 | 2 |  |  | 2 |  | 10 |  |  |  |  | 74 | 13796.3 | 1020926.2 | 74 | 0
102 | Supplying, Installation and commissioning of MCCB (Moulded Case Circuit Breaker)of specified rating made of LEGRAND FRANCE /GEU.S.A/ SCHNEIDER GERMANY/ TERASAKI JAPAN/ SIEMEN/ ABBS WITZERLAND or approved equivalent manufacturer (withfixedThermal-MagneticTrip)in prelaid DB sand Panels i/c the cost of screws, necessary wire complete in all respect as approved and directed by the EngineerIncharge. a) Triple Pole With Adjustable Thermal-Magnetic Trip /Electronic Trip (60-100%) (i) 25-100 Amp | 1 | 4 | 2 |  | 7 | 5 |  | 12 | 1 |  |  | 1 |  | 5 |  |  |  |  | 37 | 19859.4 | 734797.8 | 37 | 0
103 | Supply and erection of tube light, including rod, choke, starter with frame, flexible wire, including connection from ceiling rose, etc., complete ii)single rod (40 watts) with one choke and one starter. | 1 | 12 | 6 |  | 21 | 15 |  | 36 | 3 |  |  | 3 |  | 15 |  |  |  |  | 707 | 1995.3 | 1410677.1 | 111 | 596
104 | Supply and erection of bakelite button holder shade, large size | 1 | 12 | 6 |  | 21 | 15 |  | 36 | 3 |  |  | 3 |  | 15 |  |  |  |  | 111 | 178.75 | 19841.25 | 111 | 0
105 | Single layer of tiles 9"x4½"x1½" (225x113x40 mm) laid over 4"(100 mm) earth and 1" (25 mm) mud plaster without Bhoosa, grouted with cement sand 1:3 on top of RCC roof slab, provided with 34 lbs. per %Sft. or 1.72 Kg/Sq.m bitumen coating sand blinded. | 100 |  |  |  |  | 1758.1539 |  | 997.5381 |  | 648.7825 | 648.7825 |  |  | 1394.2756 |  |  |  |  | 5447.5326 | 13179.6 | 717963.0065
106 | Providing and fixing windows consisting of M.S. box section frame 2"x1½", (50x40mm) leaves frame 1½"x1" (40x25mm) box section frame for glazing 3/8"x3/8" (10x10mm) using 16 SWG sheet 'U' shaped rubber supported with 1"x1/8" (25x3mm) M.S. flat for fixing 3/16" (5 mm) thick glass panes M.S. box section ½"x½" (13x13mm) of 16 SWG for fixing 24 SWG wire gauze on outer side by means of ¾"x1/8" (20x3mm) M.S. flat and screws including grill of M.S. flat ½"x1/8" (13x3mm) or ¼"x¼" (6x6mm) square bar with independent frame of ½"x½" (13x13mm) box section of 16 SWG i/c all C.P. fitting and painting 3 coats complete in all respect. | 1 |  |  |  |  | 607.92 |  | 367.92 |  | 271.92 | 271.92 |  |  | 463.92 |  |  |  |  | 1983.6 | 2180.7 | 4325636.52
107 | Making and fixing steel grated door with 1/16" thick 1.5mm) sheeting, including angle iron frame 2"x2"x3/8" (50x50x10 mm) and ¾" (20 mm) square bars 4" (100 mm) | 1 |  |  |  |  | 196 |  | 176 |  | 176 | 176 |  |  | 184 |  |  |  |  | 908 | 2767 | 2512436
108 | Distempering:- 2 coats | 100 |  |  |  |  | 5921.946 |  | 3581.604 |  | 2528.601 | 2528.601 |  |  | 4838.895 |  |  |  |  | 19399.647 | 1212.35 | 235191.6204
109 | Providing and fixing 1¼x1¼"x3/16" (31x31x5 mm) angle" iron step, in manhole chambers, including carriage and setting the same in work to correct lines and levels. | 1 |  |  |  |  | 99 |  | 64 |  | 28 | 28 |  |  | 150 |  |  |  |  | 369 | 680.75 | 251196.75
110 | Providing/fixing stair railing consisting of M.S. Box section size 1-1/2"x3" of 16 SWG welded with M.S. flat 1"x1/8" continuously and welded over M.S. square bars 5/8"x5/8"punched in M.S. flat 2 ¾' high @ 5½" c/c fixed in steps of stair I/C painting 3 coats complete. | 1 | [6 empty] | 71.86 | [5 empty] | 40 |  |  |  |  | 111.86 | 1125.2 | 125864.872
111 | Providing and fixing trash rack as per drawing | 1 |  |  |  |  | 1368 |  | 368 |  | 184 | 184 |  |  | 696 |  |  |  |  | 2800 | 603 | 1688400
112 | Providing and layingTuff Pavers, having 7000PSI ,crushing strength of approved manufa cturer, over2"to3" sand cushion i/c grouting withsand in joints i/c finishing to require slope . complete in all respect. (50% Grey / 50% Coloured) 60-mm thick | 1 |  |  |  |  | 2738.75 |  | 1682.7508 |  | 1417.6664 | 1417.6664 |  |  | 2220.225 |  |  |  |  | 9477.0586 | 205.4 | 1946587.8364
113 | Providing & laying graded bajri ½" to 2" gauge on level (including carriage). | 100 |  |  |  |  | 738.42 |  | 418.97 |  | 272.49 | 272.49 |  |  | 585.6 |  |  |  |  | 2287.97 | 18017.6 | 412237.2827
114 | 1½"(40 mm) thick mosaic flooring, consisting of ½ " mosaic topping of one part of cement and marble powder in the ratio of 3:1 and two parts of marble chips, laid over 1"(25 mm) thick floor of 1:2:4 cement concrete, including rubbing and polishing complete with finishing :-using grey cement | 100 |  |  |  |  | 1758.1539 |  | 997.5381 |  | 648.7825 | 648.7825 |  |  | 1394.2756 |  |  |  |  | 5447.5326 | 29658.5 | 1615656.4562
115 | Mosaic dado or skirting with one part of cement and marble powder in the ratio of 3:1 and two parts of marble chips, laid over ½"(13 mm) thick cement plaster 1:3, including rubbing and polishing, complete with finishing:(a) using grey cement: i) 1/2"(13 mm) thick | 100 |  |  |  |  | 112.84 |  | 72.1 |  | 53.42 | 53.42 |  |  | 93.35 |  |  |  |  | 385.13 | 19146.85 | 73740.2634
116 | Providing and fixing marble strip of any shade for dividing the mosaic flooring into panels(a) Size 1½" x 3/8" (40 x 10 mm) | 1 |  |  |  |  | 900.26 |  | 519.15 |  | 389.75 | 389.75 |  |  | 723.4 |  |  |  |  | 2922.31 | 39.6 | 115723.476
117 | Supply and erection of backlite button holder shade, large size. | 1 |  |  |  |  | 15 |  | 10 |  | 5 | 5 |  |  | 15 |  |  |  |  | 596 | 178.75 | 106535
118 | Suppling,Installation and comissioning of MCB (Miniature Circuit Breaker) of specified rating made of LEGRAND FRANCE/ GE U.S.A / SCHNEIDER GERMANY /SIEMEN GERMAN/TERASAKI JAPAN/ ABB SWITZERLAND in prelaid DBs and Panels i/c the cost of screwes,necessary wire completb) Double Pole(iii) 6-63 Amp (10 KA) | 1 |  |  |  |  | 1 |  | 1 |  | 1 | 1 |  |  | 1 |  |  |  |  | 5 | 5616.25 | 28081.25
119 | Suppling,Installation and comissioning of MCB (Miniature Circuit Breaker) of specified rating made of LEGRAND FRANCE/ GE U.S.A / SCHNEIDER GERMANY /SIEMEN GERMAN/TERASAKI JAPAN/ ABB SWITZERLAND in prelaid DBs and Panels i/c the cost of screwes,necessary wire complet Single Pole(iii) 6-63 Amp (10 KA) | 1 |  |  |  |  | 10 |  | 5 |  | 2 | 2 |  |  | 10 |  |  |  |  | 29 | 1453.75 | 42158.75
120 | Providing and fixing Pakistan Energy Label NEECA approved Copper winded wall bracket Fan i/c the cost of necessary cable and hardware for connection as approved and directed by Engineer Incharge.ii) 24" Sweep dia | 1 |  |  |  |  | 10 |  | 6 |  | 4 | 4 |  |  | 10 |  |  |  |  | 34 | 11398.45 | 387547.3
121 | Barrow pit excavation undressed lead up to 100 ft in ordinary soil. | 1000 | [6 empty] | 34138.375 |  | 10698.49 | 14034.925 | [7 empty] | 58871.79 | 10533.6 | 620131.8871
122 | Compaction of earth work with power Road Roller, i.c ploughing mixing, moistening earth to optimum moisture content in layer etc; complete 90 % maximum modified AASHO dry denisty | 1000 | [6 empty] | 34138.375 |  | 10698.49 | 14034.925 | [7 empty] | 58871.79 | 1437.5 | 84628.1981
123 | Earthwork excavation in irrigation channels, drains, etc. to designed section, grades and profiles, excavated material disposed off undressed within 50 ft. (15 m) lead:- ordinary Soil | 1000 | [6 empty] | 5910.3 |  | 4319.855 | 4319.855 | [7 empty] | 14550.01 | 5033.7 | 73240.3853
| Cement plaster 1.5" (40 mm) thick ratio 1:6:- | [18 empty] | 0
| a) In bed | 100 | [6 empty] | 1100 |  | 700 | 700 | [7 empty] | 2500 | 6512.05 | 162801.25
| b) On slope | 100 | [6 empty] | 1540 |  | 1168 | 1168 | [7 empty] | 3876 | 7363.45 | 285407.322
124 | Cement concrete lining, using washed screened and graded stone aggregate:- | [18 empty] | 0
| a) In bed, ratio 1:2:4 | 100 | [6 empty] | 376.75 |  | 239.75 | 239.75 | [7 empty] | 856.25 | 49016.9 | 419707.2062
| b) On slope, ratio 1:2:4 | 100 | [6 empty] | 527.45 |  | 400.04 | 400.04 | [7 empty] | 1327.53 | 51301.8 | 681046.7855
125 | Providing and placing cement, sand and bituminous joint sealant in ratio 1:2:3, 1/2" wide, 1" deep. | 1 | [6 empty] | 264 |  | 186.8 | 186.8 | [7 empty] | 637.6 | 17.3 | 11030.48
126 | Bitumen coating to plastered or cement concrete surface:- 10 lbs. per 100 Sft. | 100 | [6 empty] | 132 |  | 93.4 | 93.4 | [7 empty] | 318.8 | 1539.8 | 4908.8824
127 | Excavation in foundation of building, bridges, and other structures, including dag belling, dressing refilling around structure with excavated earth, watering and ramming lead upto one chain (30m)and lift upto 5' (1.5 m) (b) in ordinary soil.By Manual | 1000 | [6 empty] | 14140.7599 | 3514.6564 | 12209.0005 | 11890.3253 | 4728.651 | [6 empty] | 46483.3931 | 15824.15 | 735560.1849 | 1507963.2007 | 31715324 | 30207360.7993
128 | Providing and laying reinforced cement concrete (including prestressed concrete), using Sulphate resisting cement; coarse sand and screened graded and washed aggregate, in required shape and design, including forms, moulds, shuttering, lifting, compacting, curing, rendering and finishing exposed surface, complete 2) Plastering done under soffit of R.C.C. (but excluding the cost of steel reinforcement, its fabrication and placing in position etc.) | [18 empty] | 0
129 | Providing and laying dry, hand packed stone apron as per drawing | 100 | [6 empty] | 4464.8392 | 949.9872 | 2649.9022 | 2331.227 | 881.6472 | [6 empty] | 11277.6028 | 6849 | 772403.0158
130 | Excavation in foundation of building, bridges, and other structures, including dag belling, dressing refilling around structure with excavated earth, watering and ramming lead upto one chain (30m)and lift upto 5' (1.5 m) (b) in ordinary soil. By Manual | 1000 | 72531.6637 | [16 empty] | 72531.6637 | 15824.15 | 1147751.9269 | 80212234.6796
131 | Spraying antitermite liquid mixed with water ratio 1:40 | 1 | 88776.1875 | [16 empty] | 88776.1875 | 12.55 | 1114141.1531
132 | Pacca brick work in ground floor. Cement sand mortar Ratio 1:4 | 100 | 47794.11 | [16 empty] | 47794.11 | 35830.6 | 17124916.3777
133 | Providing and laying reinforced cement concrete (including prestressed concrete), using Sulphate resisting cement; coarse sand and screened graded and washed aggregate, in required shape and design, including forms, moulds, shuttering, lifting, compacting, curing, rendering and finishing exposed surface, complete 2) Plastering done under soffit of R.C.C. (but excluding the cost of steel reinforcement, its fabrication and placing in position etc.) - a) Reinforced cement concrete in roof slab, beams, columns lintels, girders and other structural members laid in situ or precast laid in position, or prestressed members cast in situ, complete in all respects. Type C (nominal mix 1:2:4) | 1 | 21724.43 | [16 empty] | 21724.43 | 741.85 | 16116268.3955
134 | Providing and fixing windows consisting of M.S box section frame 2" x 1½" ( 50 x 40mm) Leaves frame 1½" x 1" (40 x 25 mm) box section frame for glazing 3/8" x 3/8" (10 x 10 mm) using 16 SWG sheet 'U' shaped rubber supported with 1" x 1/8" (25 x 3 mm) M.S. flat for fixing 3/16" (5 mm) thick glass panes M.S. box section 1/2" x 1/2" (13 x 13 mm) of 16 SWG for fixing 24 SWG wire gauge on outer side by means of 3/4" x 1/8" (20 x 3 mm) M.S. flat and screws including grill of M.S. flat 1/2" x 1/8" (13 x 3 mm) or 1/4" x 1/4" (6 x 6 mm) square bar with independent frame of 1/2" x 1/2" (13 x 13 mm) box section of 16 SWG i/c all C.P fitting and painting 3 coats complete in all respect. | 1 | 3276 | [16 empty] | 3276 | 2180.7 | 7143973.2
135 | Providing and fixing 1½" (40 mm) thick solid flush door shutter sterling or equivalent with commercial ply (5mm thick) on both sides double pressed and deodar wood lapping 1½" x 3/8" (40 mm x 10 mm) around shutter including chromium plated fitting, iron hinges with aluminum kick plate 22 SWG on both sides and finger plate complete in all respect. | 1 | 3822 | [16 empty] | 3822 | 638.85 | 2441684.7
136 | Providing and laying single layer of tile 9" x 4½" x 1½" laid over 4" earth and 1" thick mud plaster without bhoosa, grouted with cement mud (1:3) on top of R.C.C. roof, slab, provided with 34 lbs. per % Sft. Or 1.72 Kg./Sq.m. bitumen coating sand blinded. | 100 | 33854.8438 | [16 empty] | 33854.8438 | 13179.6 | 4461932.9869
137 | 1½"(40 mm) thick mosaic flooring, consisting of ½ " mosaic topping of one part of cement and marble powder in the ratio of 3:1 and two parts of marble chips, laid over 1"(25 mm) thick floor of 1:2:4 cement concrete, including rubbing and polishing complete with finishing :-using grey cement | 100 | 22325.3713 | [16 empty] | 22325.3713 | 29658.5 | 6621370.2322
138 | Mosaic dado or skirting with one part of cement and marble powder in the ratio of 3:1 and two parts of marble chips, laid over ½"(13 mm) thick cement plaster 1:3, including rubbing and polishing, complete with finishing:(a) using grey cement: i) 1/2"(13 mm) thick | 100 | 14054.04 | [16 empty] | 14054.04 | 19146.85 | 2690905.9577
139 | Providing and fixing marble strip of any shade for dividing the mosaic flooring into panels(a) Size 1½" x 3/8" (40 x 10 mm) | 1 | 22750 | [16 empty] | 22750 | 39.6 | 900900
140 | Cement concrete plain including, placing, compacting, finishing and curing complete (including screening and washing of stones aggregate) | [18 empty] | 0
141 | Cement plaster 3/8" (10 mm thick under soffit of R.C.C. roof slabs only, upto 20' height (Ratio 1:3). | 100 | 21116.55 | [16 empty] | 21116.55 | 5264.65 | 1111712.4496
142 | Providing and fixing sliding; bolt to doors iron sliding bolt, 10" (250 mm) long. | 1 | 182 | [16 empty] | 182 | 656.85 | 119546.7
143 | Providing and fitting glazed earthen ware water closet, squatter type (Orisa pattern) combined with foot rest white. | 1 | 91 | [16 empty] | 91 | 4105.05 | 373559.55
144 | Providing and fitting "P" trap 10 cm (4") glazed. | 1 | 273 | [16 empty] | 273 | 463.15 | 126439.95
145 | Providing and Fixing chromium plated bib cock (ii)1.5 cm (1/2"). | 1 | 364 | [16 empty] | 364 | 1639.2 | 596668.8
146 | Providing & fitting plastic made low down flushing cistern 13.63 litre (3 gallons) capacity, including bracket set, copper connection, etc. complete (i) white. | 1 | 91 | [16 empty] | 91 | 8069.2 | 734297.2
147 | Providing and installing P.V.C. tees, of B.S.S.Class `B' working pressure:-b) 4" i/d (100 mm) | 1 | 364 | [16 empty] | 364 | 2374.25 | 864227
148 | Providing,laying,testing and commissioning of POLYPROPYLENE RANDOM COPOLYMER (PPRC water supply pipe ( Dadex/ Popular/ Beta or approved equivalent manufacturer, withs pecified pressure rating PN (PRESSURE NOMINAL) and conforming to DIN8077-8078 codei/ccost of solvent,specials,making jharries complete in all respect as approved and directed by Engineer Incharge.(Internal/ExternalDiametersmentioned). a) PN-16 pipe | [18 empty] | 0
i | a) 20mm | 1 | 9100 | [16 empty] | 9100 | 62.95 | 572845
ii | b) 25mm | 1 | 4550 | [16 empty] | 4550 | 87.1 | 396305
149 | Providing and fixing looking glass (mirror) 22" x 16" (55 x 40) cm, and 5 mm thick glass first quality. | 1 | 91 | [16 empty] | 91 | 1457.7 | 132650.7
150 | Providing and fixing stainless steel sink with drain board, size 120 x 60 cm (48 x 24") including bracket set, waste pipe and waste coupling. | 1 | 91 | [16 empty] | 91 | 15209.1 | 1384028.1
151 | Providing and fitting. | [18 empty] | 0
| a) Plastic soap dish. | 1 | 91 | [16 empty] | 91 | 1380 | 125580
| b) Plastic towel rail. | 1 | 91 | [16 empty] | 91 | 1610 | 146510
| c) plastic shelf 60x13cm (24" x 5") with bracket and railing. | 1 | 91 | [16 empty] | 91 | 1035 | 94185
152 | Providing and fixing chromium plated tee stop cock 15 mm (1/2"). | 1 | 91 | [16 empty] | 91 | 1999.2 | 181927.2
153 | Supply and erection of wall socket with 3 pin 5 amp shoe. | 1 | 8 | 4 |  | 14 | 10 |  | 24 | 2 |  |  | 2 |  | 10 |  |  |  |  | 256 | 204.7 | 52403.2 | 74 | 182
154 | Supply and erection of 3 pin switch and plug combined recessed type (ii) 10/15 amp. | 1 | 182 | [16 empty] | 182 | 213.1 | 38784.2
155 | P/F wall mounted DB (Distribution Board) made with 16SWG Sheet (Recessded/Surface mounted Type), Powder coated Paint, i/c the cost of Lock, Indication lights,Thimble, Copper Comb, Wiring, Netural & Earth Bar, Door Earthing, Digital Voltmeter,Digital Ammeter,Volt Selector Switch,Ammeter selector switch,Current Transformers and Controles Complete in all respect as approved and directed by the Engineer Incharge (Breakers will be Paid Separately)(a) 6" deep (i) 20~60A | 1 | 91 | [16 empty] | 91 | 24422.65 | 2222461.15
156 | Suppling,Installation and comissioning of MCB (Miniature Circuit Breaker) of specified rating made of LEGRAND FRANCE/ GE U.S.A / SCHNEIDER GERMANY /SIEMEN GERMAN/TERASAKI JAPAN/ ABB SWITZERLAND in prelaid DBs and Panels i/c the cost of screwes,necessary wire completb) Double Pole(iii) 6-63 Amp (10 KA) | 1 | 91 | [16 empty] | 91 | 5616.25 | 511078.75
157 | Suppling,Installation and comissioning of MCB (Miniature Circuit Breaker) of specified rating made of LEGRAND FRANCE/ GE U.S.A / SCHNEIDER GERMANY /SIEMEN GERMAN/TERASAKI JAPAN/ ABB SWITZERLAND in prelaid DBs and Panels i/c the cost of screwes,necessary wire complet Single Pole(iii) 6-63 Amp (10 KA) | 1 | 364 | [16 empty] | 364 | 1453.75 | 529165
158 | Supply and erection of 3/8" (10mm) dia M.S. bar fan hook, placed at the time of casting of slab. | 1 | 91 | [16 empty] | 91 | 83.75 | 7621.25
159 | Providing and fixing Pakistan Energy Label NEECA approved Copper winded Ceiling Fan i/c the cost of necessary cable and hardware for connection as approved and directed by Engineer Incharge. 56" Sweep | 1 | 91 | [16 empty] | 91 | 10815.4 | 984201.4
160 | Erecting of ceiling fan along with regulator (all sizes) including carriage local railway station/ store to site of work, electric wire/cable for suspension rod and board connection and cutting, threading on the rod where necessary. | 1 | 91 | [16 empty] | 91 | 663.65 | 60392.15
161 | Provided and installed 1 HP electric water pump with 70 ft bore, and successfully installed a 200-gallon water tank including all accessories and plumbing connections. | 1 | 91 | [16 empty] | 91 | 99800 | 9081800
162 | HT Spun Pole 45' | 1 | 25 | [16 empty] | 25 | 71344 | 1783600
163 | HT S/STRUCTURE Pole 36' | 1 | 700 | [16 empty] | 700 | 71680 | 50176000
164 | Earthing | 1 | 700 | [16 empty] | 840 | 5488 | 4609920
165 | Steel -X-ARMS | 1 | 1000 | [16 empty] | 1760 | 8333 | 14666080
166 | 11-KV Disc: Insulator | 1 | 1500 | [16 empty] | 1530 | 4250 | 6502500
167 | Eye Nut/Anchore Shakle/D.End Clump | 1 | 1200 | [16 empty] | 1200 | 609 | 730800
168 | 11KV Pin Insulator with Pins | 1 | 250 | [16 empty] | 2415 | 1797 | 4339755
169 | D-Shakel + Spool Insulator | 1 | 1000 | [16 empty] | 1000 | 599 | 599000 |  | 830550 | 833940
170 | DA Bolts | 1 | 700 | [16 empty] | 700 | 358 | 250600
171 | Nuts & Bolts 14" | 1 | 500 | [16 empty] | 500 | 208 | 104000
172 | Nuts & Bolts 12" | 1 | 500 | [16 empty] | 500 | 184 | 92000
173 | Nuts & Bolts 02" | 1 | 200 | [16 empty] | 200 | 49 | 9800
174 | Stay Rod + stay strips Complete | 1 | 150 | [16 empty] | 150 | 3935 | 590250
175 | Stay Wire | 1 | 1200 | [16 empty] | 1870 | 399 | 746130
176 | ACSR Rabbit Conductor | 1 | 55000 | [16 empty] | 61590 | 245 | 15089550 | 100289985
177 | Transformer 400-KVA | 1 | 2 | [16 empty] | 2 | 2189000 | 4378000 | 43272829
178 | Transformer 100-KVA | 1 | 5 | [16 empty] | 5 | 506760 | 2533800
179 | Transformer 50-KVA | 1 | 5 | [16 empty] | 5 | 400567 | 2002835
180 | Transformer 25-KVA | 1 | 40 | [16 empty] | 46 | 286340 | 13171640
181 | Plate form D/Edge | 1 | 60 | [16 empty] | 60 | 24290 | 1457400
182 | Nuts & Bolts | 1 | 500 | [16 empty] | 1283 | 198 | 254034
183 | D-Fues Fitting Set | 1 | 150 | [16 empty] | 183 | 18250 | 3339750 | 782.8283 | 1283
184 | Steel Crass arm for D fuse Mounting | 1 | 50 | [16 empty] | 50 | 4770 | 238500
185 | LT Capacitor | 1 | 50 | [16 empty] | 50 | 10900 | 545000
186 | LT Spun / PCC Pole 31' | 1 | 500 | [16 empty] | 527 | 23650 | 12463550
187 | street light pole bracket 30 mm (1¼") G.I. pipe 2 metre long, complete with 2 No. pole clamp. (Ch-24) [Pump station + Tubewell Rooms) | 1 | 200 | [16 empty] | 200 | 3378.5 | 675700
188 | Supply and erection of pole mounted street light, holders, shade and glass, etc., for fitting 125/250 watts mercury vapour lamp (excluding cost of lamps): ii) Philips design (Ch 24) [Pump station + Tubewell Rooms) | 1 | 200 | [16 empty] | 200 | 6949.8 | 1389960
189 | Supply and fitting of mercury vapour lamp, complete with choke set ii) 250 watt lamp (Ch 24) [Pump station + Tubewell Rooms) | 1 | 200 | [16 empty] | 200 | 4113.3 | 822660
190 | PVC 4/C Cable 19.083 (70mm Armoured | 1 | 5000 | [16 empty] | 6300 | 975 | 6142500
191 | AMR METER HT/LT Type (bi-directional) | 1 | 50 | [16 empty] | 50 | 48900 | 2445000
192 | ATB A-Type 100/5 | 1 | 10 | [16 empty] | 17 | 31300 | 532100
193 | CTs 100/5 Amp | 1 | 80 | [16 empty] | 108 | 10530 | 1137240
194 | (A)Installation Charges of 11 KV Line material Complete in all respect | 1 | [17 empty] | 0 | 16263340 | 16263340
195 | (B)Installation Charges of Sub Station material Complete in all respect | 1 | [17 empty] | 0 | 5598490 | 5598490
196 | (c.)Installation Charges of service and Metering material complete in all respect | 1 | [17 empty] | 0 | 1034832 | 1034832
197 | Earthing Pit & Material Complete in all respect | 1 | [17 empty] | 0 | 8064000 | 8064000
198 | Foundation Charges complete in all respect | 1 | [17 empty] | 0 | 42000000 | 42000000
199 | 630 KVA TRANSFORMER | 1 | [8 empty] | 2 | [8 empty] | 2 | 2375000 | 4750000 | 7856248 | 14594316
200 | 200 KVA TRANSFORMER | 1 |  |  |  |  | 1 |  | 1 | [10 empty] | 2 | 904422 | 1808844 |  | 6738068
201 | D/STRUCTURE PLATEFORM | 1 |  |  |  |  | 1 |  | 1 |  | 5 | [8 empty] | 7 | 24290 | 170030
202 | S/STRUCTURE PLATEFORM | 1 | 1 | 1 | 1 | 1 |  | 1 |  | 1 | [9 empty] | 6 | 15786 | 94716
203 | HT PCC POLE | 1 | 3 | 1 | 1 | 4 |  | 1 |  | 1 | [9 empty] | 12 | 33000 | 396000
204 | AMR METER | 1 | 1 | 1 | 1 | 1 | 1 | 1 | 1 | 1 | 1 | [8 empty] | 9 | 35200 | 316800
205 | Stay Rods | 1 | 4 |  | 2 | 4 |  | 2 |  | 2 | [9 empty] | 14 | 3591 | 50274
206 | Earth Rods | 1 | 7 | 3 | 4 | 8 | 4 | 4 | 4 | 4 | 20 | [8 empty] | 58 | 1498 | 86884
207 | PVC 4/C 19/.052 | 1 | 30 | 30 | 30 | 30 | 100 | 100 |  | 200 | [9 empty] | 420 | 435 | 182700
208 | Providing and fixing barbed wire fencing, with 4 horizontal and two cross wires, with R.C.C. 1:2:4 posts, 5.5'x6"x9" (1.68mx150mmx225 mm) at 8 ft. (2.45 m) center to center, reinforced with 4 No. 3/8" (10 mm) dia vertical bars and 1/8" (3 mm) dia stirrups 12" (300 mm) center to center, complete in all respects. in cement concrete 1:4:8 base of size 12"x12"x21" | 100 | 49390 | [16 empty] | 49390 | 69347.9 | 34250927.81 |  | #REF!
209 | Excavation in foundation of building, bridges, and other structures, including dag belling, dressing refilling around structure with excavated earth, watering and ramming lead upto one chain (30m)and lift upto 5' (1.5 m) (b) in ordinary soil. | 1000 | 2062.982 | [16 empty] | 2062.982 | 15824.15 | 32644.9366 |  | #REF!
210 | Providing and fixing collapsible gate made of 2"x2"x"¼" (50x50x6 mm) tee iron at top and bottom, channel iron verticals ¾"x¼"x¼"x1/8" (20x6x6x3 mm) at 3" (75 mm) to 5" (125 mm) centre to centre (approximate) and flat iron crosses 3"x3/16" (75x5 mm), and best quality rollers at bottom of 3" (75 mm) diameter including holdfasts, handles 12" (300 mm) long of ¾"x¼"x¼"x1/8" (20x6x6x3 mm) channel iron, locking arrangement inside and outside, painting 3 coats of black Japan enameled, complete in working order. | 1 | 6650 | [16 empty] | 6650 | 1985.95 | 13206567.5
211 | Supply and erection PVC pipe for recessed wiring (main and sub-main) purpose, including bends, specials, etc. in floor, wall or trenches:- 50mm i/d | 1 | 14250 | [16 empty] | 14250 | 234.95 | 3348037.5
212 | Supply and erection of single core PVC insulated copper conductor cables, in prelaid PVC pipe/M.S. conduit/G.I pipe/wooden strip batten/wooden casing an capping/G.I. wire/trenches (rate for cables only):7/0.74 mm (7/0.029") | 1 | 28500 | [16 empty] | 28500 | 56.3 | 1604550 | 52442727.7466
213 | Providing installation, testing, and commissioning of a vertical deep well turbine tubewell pump with discharge 2 cusec against 70 ft head, including bowl assembly, vertical column pipe with shaft, motor, pre-lubrication tank, foundation fixing and alignment, MCCB/control panel with all electrical connections, cables and accessories from transformer to tubewell including earthing and protection devices, complete suction and delivery piping up to 25 ft outlet basin of approved material (MS/CI) with bends, flanges, valves, gaskets, supports and accessories, carrying out all works for energizing, testing, and full-load commissioning; pump casing in Gray Cast Iron EN-GJL-250, impeller in Stainless Steel grade 1.4408, column pipe coated internally and externally with epoxy paint, materials verified per EN 10204-3.1, minimum 80% efficiency per ISO 9906-1B; motor of reputed manufacturer, vertical solid shaft, IE3 efficiency class, 15 kW (20 HP, 1450 rpm), 4-pole, 3-phase, 50 Hz, 380/400 V, manufacturer to have in-house hydraulic and metallurgical testing facility, complete in all respects suitable for tubewell application. [including transportation and all overhead charges] | 1 | 37 | [16 empty] | 37 | 4350150 | 160955550
214 | Providing installation, testing and commissioning of horizontal centrifugal pump having discharge capacity of 10 cusec against 30 ft - 35 ft head including pump, motor, bowl assembly, column set, pre-lubrication tank, foundation fixing and alignment, MCCB/control panel with all electrical cables and connections from transformer to pump including earthing and protection devices, complete suction piping inside the chamber (SS/MS/CI) and delivery piping up to the outlet basin (40–50 ft) of approved material (Fibre reinforced cement/upvc of suitable internal diameter size as approved by E-in-C) with all bends, flanges, gaskets, supports and accessories, and carrying out all works necessary for energizing, testing and full-load commissioning of the complete pump set in all respects.. Pump shall have min. 81% efficiency which should be verified according to ISO 9906-1B standard. Material of pump casing shall be Gray cast iron EN-GJL-250 having impeller in Stainless Steel grade 1.4408. Pump shall be coated internally with epoxy paint. Material of pump shall be verified according to material test certificate EN 10204-3.1. Motor shall be of reputed manufacturer having min. IE3 efficiency class. Rating of motor to be 37 KW (50HP, 950 rpm)/6 pole, 3 phase, 50 Hz, 380/400 Volts. Manufacturer shall have its own testing facility to verify pumps hydraulic performance testing. Manufacturer shall have its own material testing lab to verify metallurgical testing. [including transportation and all overhead charges] | 1 | 8 | [16 empty] | 8 | 3886124 | 31088992
215 | Providing installation, testing and commissioning of horizontal centrifugal pump having discharge capacity of 10 cusec against 40 ft - 45 ft head including pump, motor, bowl assembly, column set, pre-lubrication tank, foundation fixing and alignment, MCCB/control panel with all electrical cables, accessories and connections from transformer to pump including earthing and protection devices, complete suction piping inside the chamber (SS/MS/CI) and delivery piping up to the outlet basin (40–50 ft) of approved material (Fibre reinforced cement/upvc of suitable internal diameter size as approved by E-in-C) with all bends, flanges, valves, gaskets, supports and accessories, and carrying out all works necessary for energizing, testing and full-load commissioning of the complete pump set in all respects.. Pump shall have min. 82% efficiency which should be verified according to ISO 9906-1B standard. Material of pump casing shall be Gray cast iron EN-GJL-250 having impeller in Stainless Steel grade 1.4408. Pump shall be coated internally with epoxy paint. Material of pump shall be verified according to material test certificate EN 10204-3.1. Motor shall be of reputed manufacturer having min. IE3 efficiency class. Rating of motor to be 45 KW (60HP, 950 rpm)/6 pole, 3 phase, 50 Hz, 380/400 Volts. Manufacturer shall have its own testing facility to verify pumps hydraulic performance testing. Manufacturer shall have its own material testing lab to verify metallurgical testing. [including transportation and all overhead charges] | 1 | 6 | [16 empty] | 6 | 4140119 | 24840714
216 | Providing installation, testing and commissioning of horizontal centrifugal pump having discharge capacity of 20 cusec against 30 ft - 35 ft head including pump, motor, bowl assembly, column set, pre-lubrication tank, foundation fixing and alignment, MCCB/control panel with all electrical cables, accessories and connections from transformer to pump including earthing and protection devices, complete suction piping inside the chamber (SS/MS/CI) and delivery piping up to the outlet basin (40 -- 50 ft) of approved material (Fibre reinforced cement/upvc of suitable internal diameter size as approved by E-in-C) with all bends, flanges, valves, gaskets, supports and accessories, and carrying out all works necessary for energizing, testing and full-load commissioning of the complete pump set in all respects.. Pump shall have min. 83% efficiency which should be verified according to ISO 9906-1B standard. Material of pump casing shall be Gray cast iron EN-GJL-250 having impeller in Stainless Steel grade 1.4408. Pump shall be coated internally with epoxy paint. Material of pump shall be verified according to material test certificate EN 10204-3.1. Motor shall be of reputed manufacturer having min. IE3 efficiency class. Rating of motor to be 75 KW (100HP, 950 rpm)/8 pole, 3 phase, 50 Hz, 380/400 Volts. Manufacturer shall have its own testing facility to verify pumps hydraulic performance testing. Manufacturer shall have its own material testing lab to verify metallurgical testing. [including transportation and all overhead charges] | 1 | 1 | [16 empty] | 1 | 8178639 | 8178639
217 | Providing installation, testing and commissioning of vertical tubular casing pump with ever cleaning blades having discharge capacity of 40 cusec against 16-25 ft head including pump, motor, bowl assembly, column set, pre-lubrication tank, foundation fixing and alignment, MCCB/control panel with all electrical cables, accessories and connections from transformer to pump including earthing and protection devices, complete suction piping inside the chamber (SS/MS/CI) and delivery piping up to the outlet basin (40–50 ft) of approved material (Fibre reinforced cement/upvc of suitable internal diameter size as approved by E-in-C) with all bends, flanges, valves, gaskets, supports and accessories, and carrying out all works necessary for energizing, testing and full-load commissioning of the complete pump set in all respects. . Pump shall have min. 84% efficiency which should be verified according to ISO 9906-1B standard. Material of pump casing shall be Gray cast iron JL-1040 having propeller (ever cleaning blades) in Stainless Steel grade 1.4408. Pump and column pipe shall be coated internally and externally with epoxy paint. Material of pump shall be verified according to material test certificate EN 10204-3.1. Motor shall be of reputed manufacturer having min. IE3 efficiency class. Vertical solid shaft. Rating of motor to be 110 KW (150HP, 450 rpm)/8 pole, 3 phase, 50 Hz, 380/400 Volts. . Manufacturer shall have its own testing facility to verify pumps hydraulic performance testing. Manufacturer shall have its own material testing lab to verify metallurgical testing. [including transportation and all overhead charges] | 1 | 8 | [16 empty] | 8 | 13004544 | 104036352
218 | Providing, installation, testing and comissioning of 5 Ton and more capacity Gantry Craine, with girder bridge type arrangement, fitted with electric motor for its operation and mobility, electric wiring and fixing in position, complete in all rspect. | 1 | 3 | [16 empty] | 4 | 1472223 | 5888892
219 | Providing, installation, testing and comissioning of 10 Ton and more capacity Gantry Craine, with girder bridge type arrangement, fitted with electric motor for its operation and mobility, electric wiring and fixing in position, complete in all rspect. | 1 | 1 | [16 empty] | 1 | 1315342 | 1315342
220 | Direct Rotary / Reverse Rotary drilling of bore for tubewell in all type of soil except shingle gravel and rock. i). 15 " To 18" ( 500 to 650 mm) | Rft | 8140 | [16 empty] | 8140 | 864.05 | 7033367
221 | Collection of lithological samples with sieve analysis at every 5 ft. interval or change of lithology whichever is earlier. | 1 | 1628 | [16 empty] | 1628 | 80 | 130240
222 | Furnishing sample of water from bore hole. | Per Set of 2 bottles | 37 | [16 empty] | 37 | 232.8 | 8613.6
223 | Providing, installations testing and commissioning of 16” dia fiberglass blind pump housing casing with 6mm wall thickness having quick lock mechanical key joints complete in all respect as per specification and approved by the Engineer. | Rft | 2590 | [16 empty] | 2590 | 5371 | 13910890
224 | Providing and installation of Fibre Glass reducer 16”x10” with wall thickness 5.5 mm. complete in all respect as per specification and approved by the Engineer. | 1 | 74 | [16 empty] | 74 | 35582 | 2633068
225 | Providing and installing Fiberglass Reinforced Polypropelene (FRP) strainer of specifid wall thickness having slot size of 0.9 mm to 1.10 mm in Tubewell borehole i/c the cost of male/female coupling with Nylone Strip,studs complete in all respect as approved and directed by the Engineer Incharge vi) 10" inch dia (6.35 mm thickness | Rft | 4440 | [16 empty] | 4440 | 3866.45 | 17167038
226 | Proving and installation of fiberglass Blank blind casing pipe dia 10” with 5.5” wall thickness. complete in all respect as per specification and approved by the Engineer. | Rft | 740 | [16 empty] | 740 | 3583 | 2651420
227 | Providing and installing Fiber glass Reinforced Polypropelene (FRP) bail plug of specified wall thickness having slot size of 0.9 mm to 1.10 mm in Tubewell bore hole i/c the cost of male / female coupling with Nylone Strip, studs complete in all respect as approved and directed by the Engineer Incharge.vi) 10"dia (6.35mm thickness) | Rft | 370 | [16 empty] | 370 | 3735.5 | 1382135
228 | Providing and installation of centralizer complete in all respect as per specification and approved by the Engineer. | 1 | 148 | [16 empty] | 148 | 1148 | 169904
229 | Shrouding with graded pea gravel 3/8" to 1/8" arround tubewell casing in the bore hole. | Cft | 6520.88 | [16 empty] | 6520.88 | 186.65 | 1217122.252
230 | Testing and Development of tubewell of size 6"(150 mm ) and above continusly. ii) Above 1.5 cs Discharge | Hours | 2664 | [16 empty] | 2664 | 3253.1 | 8666258.4
231 | Supply and erection of copper conducter cables for service connection (rate for cable only), PVC insulated, PVC sheathed 4 core , 600/1100 volt non armoured cable. (7/0.064") | Rft | 1850 | [16 empty] | 1850 | 924.05 | 1709492.5
232 | Excavation of trenches in all kinds of soil except cutting rock, for watersupply pipelines upto 5 ft. (1.5 m) depth from ground level, including trimming, dressing sides leveling the beds of trenches to correct grade and cutting pits for joints, etc. complete in all respects. | 1000 | 118400 | [16 empty] | 118400 | 11293.9 | 1337197.76
233 | Providing,laying,testing and commissioning μPVC (Unplasticized Poly vinyl Chloride Pressure pipe of nominal diameter, conforming to PS-3051/BS-3505, Dadex/ Popular/ Beta or approved equivalent manufacturer,i/c the cost of solvent and specials complete as approved and directed by the Engineer Incharge. a)Class-D 12 inch | Lft | 14800 | [16 empty] | 14800 | 3565 | 52762000
234 | Providing,laying,testing and commissioning μPVC (Unplasticized Poly vinyl Chloride Pressure pipe of nominal diameter, conforming to PS-3051/BS-3505, Dadex/ Popular/ Beta or approved equivalent manufacturer,i/c the cost of solvent and specials complete as approved and directed by the Engineer Incharge. a)Class-D 3 inch | Lft | 555 | [16 empty] | 555 | 500.3 | 277666.5 | 111056413.012
235 | Providing installation, testing, and commissioning of a 22.5 kW Solar PV system capable of running a horizontal centrifugal pump with discharge 2 cusec against 70 ft head, pump minimum 81% efficiency, including Tier-1 Bloomberg-certified mono / bi-facial N-type solar panels (JINKO / LONGI / JA / Canadian / AKCome / TW / Trina, 700+ W/panel, 23.5% efficiency), solar pump inverter INVT suitably rated for system capacity, mounted on 12 ft high L2/L3/L4 galvanized steel structure (14 gauge) with complete mechanical and civil works, DC and AC cabling with XLPE/PVC insulated tin-coated copper wires, combiner boxes, AC & DC breakers, SPDs (A+ grade), all distribution/protection boxes (12"×18"×18" SWG or equivalent), PVC pipes, flexible pipes (1–1.5"), thimbles (O-type, U-type with shrouds), Rawl bolts, nuts and bolts, complete earthing system, lightning arrestor, all civil works, foundations, and supports, all electrical connections for net metering with meter, transportation of all materials from warehouse to site, testing, commissioning, and manufacturer-provided maintenance/after-sales service for up to 2 years, complete in all respects as directed by the Engineer-in-Charge. | 1 | 87 | [16 empty] | 87 | 1950150 | 169663050
236 | GNSS (Topographical) Surveying instrument with Base, Rover, Controller complete in all respect | 1 | 1 | [16 empty] | 1 | 1829000 | 1829000
237 | Providing and supplying a complete aerial topographic survey package consisting of a professional RTK-enabled survey drone, high-resolution photogrammetry camera, licensed processing software, additional 8 batteries with charging hub, Ground Control Point (GCP) sets/markers, High graded RTK base station kit with tripod and pole, and 5 TB rugged NVMe SSD storage, complete in all respects (Equivalent: DJI Matrice 350 RTK Drone, Zenmuse P1c etc) | 1 | 1 | [16 empty] | 1 | 4250000 | 4250000
238 | Providing and supplying a Total Station with angle accuracy ≤5″, EDM reflectorless range ≥500 m, prism range ≥1500 m, distance accuracy ±(2 mm + 2 ppm), 30× telescope, dual-axis compensator, rechargeable batteries with charger, prism set with pole, tripod, data storage/USB/Bluetooth interface, carrying case, calibration certificate, and all accessories complete. | 1 | 1 | [16 empty] | 1 | 1475000 | 1475000
239 | Providing and supplying an automatic self-leveling Auto-Level with minimum 32× magnification, ±2 mm/km accuracy, dual-axis compensator, tripod, 2.5 m leveling staff, carrying case, calibration certificate, and all accessories complete. | 1 | 4 | [16 empty] | 4 | 129800 | 519200
240 | Providing and supplying a high-performance workstation laptop with Intel Core i9-14900HX / AMD Ryzen 9 7940HX or higher, 64GB DDR5 RAM, 2TB NVMe Gen-5 M.2 SSD, dedicated NVIDIA RTX 4080 (12GB) or higher GPU, Windows 11 Pro, full-size keyboard with numeric pad, complete with premium laptop bag, wireless headphones (Sennheiser/Beats/Sony/Anker or equivalent), USB 3.2 Gen-2 (10Gbps) flash drive, and Logitech MX Master 3S wireless mouse or equivalent, complete in all respects. | 1 | 2 | [16 empty] | 2 | 850000 | 1700000
241 | Providing installation, testing, and commissioning of a 64 kW Solar PV system capable of operating a horizontal centrifugal pump with discharge 10 cusec against 40 - 45 ft head, pump minimum 82% efficiency verified as per ISO 9906-1B standard, including Tier-1 Bloomberg-certified mono/ bi-facial N-type solar panels (JINKO / LONGI / JA / Canadian / AKCome / TW / Trina, 700+ W/panel, 23.5% efficiency), solar pump inverter INVT suitably rated for system capacity, mounted on 12 ft high L2/L3/L4 galvanized steel structure (14 gauge) with complete mechanical and civil works, DC and AC cabling using XLPE/PVC insulated tin-coated copper wires, combiner boxes, AC & DC breakers, SPDs (A+ grade), all distribution/protection boxes (12"×18"×18" SWG or equivalent), PVC pipes, flexible pipes (1–1.5"), thimbles (O-type, U-type with shrouds), Rawl bolts, nuts and bolts, complete earthing system, lightning arrestor, all civil works, foundations, and supports, electrical connections for net metering with meter, transportation of all materials from warehouse to site, testing, commissioning, and manufacturer-provided maintenance/after-sales service for 2 years, complete in all respects as directed by the Engineer-in-Charge. | 1 | 6 | [16 empty] | 6 | 5061387.5 | 30368325
242 | Providing installation, testing, and commissioning of a 53.5 kW Solar PV system capable of running a horizontal centrifugal pump with discharge 10 cusec against 30–35 ft head, pump minimum 81% efficiency, including Tier-1 Bloomberg-certified mono / bi-facial N-type solar panels (JINKO / LONGI / JA / Canadian / AKCome / TW / Trina, 700+ W/panel, 23.5% efficiency), solar pump inverter INVT suitably rated for system capacity, mounted on 12 ft high L2/L3/L4 galvanized steel structure (14 gauge) with complete mechanical and civil works, DC and AC cabling with XLPE/PVC insulated tin-coated copper wires (DC 1-core 6 mm, AC 4-core 6 mm, 25 mm PVC/XLPE), combiner boxes, AC & DC breakers, SPDs (A+ grade), all distribution/protection boxes (12"×18"×18" SWG or equivalent), PVC pipes, flexible pipes (1–1.5"), thimbles (O-type, U-type with shrouds), Rawl bolts, nuts and bolts, complete earthing system, lightning arrestor, all civil works, foundations, supports, electrical connections for net metering with meter, transportation of all materials from warehouse to site, testing, commissioning, and manufacturer-provided maintenance/after-sales service for 2 years, complete in all respects as directed by the Engineer-in-Charge. | 1 | 7 | [16 empty] | 7 | 4116450 | 28815150
243 | Providing installation, testing, and commissioning of a 107 kW Solar PV system for a horizontal centrifugal pump with discharge 20 cusec against 30 - 35 ft head, pump minimum 83% efficiency, including Tier-1 Bloomberg-certified mono/ bi-facial N-type solar panels (JINKO / LONGI / JA / Canadian / AKCome / TW / Trina, 700+ W/panel, 23.5% efficiency), solar pump inverter INVT suitably rated for system capacity, mounted on 12 ft high L2/L3/L4 galvanized steel structure (14 gauge) with complete mechanical and civil works, DC and AC cabling with XLPE/PVC insulated tin-coated copper wires (DC 1-core 6 mm, AC 4-core 6 mm, 25 mm PVC/XLPE), combiner boxes, AC & DC breakers, SPDs (A+ grade), all distribution/protection boxes (12"×18"×18" SWG or equivalent), PVC pipes, flexible pipes (1–1.5"), thimbles (O-type, U-type with shrouds), Rawl bolts, nuts and bolts, complete earthing system, lightning arrestor, all civil works, foundations, and supports, all electrical connections for net metering with meter, transportation of all materials from warehouse to site, testing, commissioning, and manufacturer-provided maintenance/after-sales service for up to 2 years, complete in all respects as directed by the Engineer-in-Charge. | 1 | 1 | [16 empty] | 1 | 8787425 | 8787425
244 | Surface water Monitoring for Construction Phase | Lump Sump | [17 empty] | 0 |  | 1300000
245 | Groundwater Monitoring for Construction Phase | Lump Sump | [17 empty] | 0 |  | 700000
246 | Ambient Air Quality Monitoring for Construction Phase | Lump Sump | [17 empty] | 0 |  | 500000
247 | Surface water MonitoringFor Operational Phase | Lump Sump | [17 empty] | 0 |  | 500000
248 | Groundwater Monitoring For Operational Phase | Lump Sump | [17 empty] | 0 |  | 500000
249 | Drinking Water Monitoring for Drinking Water & Groundwater Monitoring near disposal Pit | Lump Sump | [17 empty] | 0 |  | 250000
250 | Groundwater Monitoring for Drinking Water & Groundwater Monitoring near disposal Pit | Lump Sump | [17 empty] | 0 |  | 250000
251 | Training Session | Lump Sump | 5 | [16 empty] | 5 | 100000 | 500000
252 | Emergency Plan | Lump Sump | 1 | [16 empty] | 1 |  | 1500000
253 | Environmental Audit Cost | Lump Sump | 3 | [16 empty] | 3 | 500000 | 1500000
254 | Site Visits by Regulatory Authorities | Lump Sump | 1 | [16 empty] | 1 |  | 500000
255 | Sign Board for traffic management cost | Lump Sump | 1 | [16 empty] | 1 |  | 125000
256 | Barricading Fence along Access Roads for traffic management cost | Lump Sump | 1 | [16 empty] | 1 |  | 100000 | [7 empty] | 0
257 | Temporary Speed Breakers for traffic management cost | Lump Sump | 1 | [16 empty] | 1 |  | 100000 | [5 empty] | 187601.82 | 40000 | 227601.82
258 | Controlling Dust Pollution for traffic management cost | Lump Sump | 1 | [16 empty] | 1 |  | 175000 | [5 empty] | 101544.2 | 40000 | 141544.2
259 | Relocation of amenities and localized widening of road and barrier for traffic management cost | Lump Sump | 1 | [16 empty] | 1 |  | 500000 | 9000000 |  |  |  |  | 134924 | 40000 | 174924
[28 empty] | 207719.6 | 40000 | 247719.6
[28 empty] | 274993.6 | 156780 | 431773.6
[21 empty] | Total | 2262037920.5903 | [5 empty] | 141014 | 40000 | 181014
[28 empty] | 301093.6 | 156780 | 457873.6
[21 empty] | Required | 2279229198.29 | [5 empty] | 143304 | 40000 | 183304
[28 empty] | 1426668.4 | 156780 | 1583448.4
[21 empty] | Diffrance | -17191277.6997 | 16069459 | [6 empty] | 3629203.22
4726644
[22 empty] | 6363.3003 | 11342815 | 2000000
[23 empty] | 3629203 | 225000
623
[23 empty] | 14972641 |  |  | 0

## BOQ with out rates (hidden)
MITIGATION OF WATER LOGGING IN DISTRICT RAHIMYARKHAN
BOQ
Sr. No | Item | Unit | Quantity | Rupees in Figure | Rupees in Words | Amount Rupees (PKR)
1 | Earth Work in excavation of drains, irrigation channels through excavator/ drag lines in all kind of soil and conditions (dry, wet slush, daldal and under water ) including its disposal and preperation of working pad for operation of machinary. (rates includes 100ft lead) | 1000 | 69775243.96 | 4640.7 |  | 323805974.6452 |  | #REF!
2 | Dressing and levelling of earthwork to designed section etc complete in ii) ordinary or hard soil soil | 1000 | 26864727.17 | 940.9 |  | 25277021.7943
3 | Transportation of earth all types when the total distance, including the lead covered in the item of work , is more than 1000 ft. |  | 0 | 0 |  | 0
| a) 500 ft | 1000 | 546147.5 | 1073.2 |  | 586125.497
| b) 750 ft | 1000 | 989635 | 1743.95 |  | 1725873.9582
| c) 1000 ft | 1000 | 275885.29 | 2414.7 |  | 666180.2098
| d) 1250 ft | 1000 | 62477.5 | 6677.8 |  | 417212.2495
| e) 1500 ft | 1000 | 549295 | 6751.2 |  | 3708400.404
| f) 1750 ft | 1000 | 555572.5 | 6751.2 |  | 3750781.062
| g) 2000 ft | 1000 | 18740 | 6824.6 |  | 127893.004
| h) 2500 ft | 1000 | 53390 | 6971.4 |  | 372203.046
| i) 2750 ft | 1000 | 75040 | 6971.4 |  | 523133.856
| j) 3000 ft | 1000 | 98265.75 | 7044.8 |  | 692262.5556
| k) 3750 ft | 1000 | 187560 | 7191.6 |  | 1348856.496
| l) 4250 ft | 1000 | 54772.5 | 7338.4 |  | 401942.514
| m) 4500 ft | 1000 | 125720 | 7411.8 |  | 931811.496
| n) 5500 ft | 1000 | 70367.5 | 7558.6 |  | 531879.7855
| o) 6750 ft | 1000 | 4869.33 | 7934.1 |  | 38633.7512
4 | Borrowpit excavation undressed lead upto 100 ft (30 metre) in a) ordinary soil with | 1000 | 0 | 0 |  | 0
| a) 250 ft | 1000 | 140702.285 | 10936.05 |  | 1538727.2239
| b) 500 ft | 1000 | 1887045.5 | 11606.8 |  | 21902559.7094
| c) 1000 ft | 1000 | 97969.465 | 12948.3 |  | 1268538.0237
| d) 1 mile | 1000 | 159193.8 | 18092.2 |  | 2880166.0684
5 | Rehandling of earthwork lead upto 50ft (35% of excess cutting) | 1000 | 1340460.5752 | 5266.8 |  | 7059937.7577
6 | Providing and erection at site of work:- iii) R.C.C. boundary pillar. (Complete in all respect including transportation, Cement concrete foundation, fixing, painting and lettering etc) | 1 | 1254 | 1326.2 |  | 1663054.8
7 | Making boundary or service roads, including dag-belling, leveling and dressing:ii) in ploughed land: a) from 10.0 ft. to 20.0 ft. (3 to 6 m) wide | 1 | 1740 | 1935.4 |  | 3367596
8 | Jungle clearance and removing within 100 ft. light | 1000 | 6885050 | 376.2 |  | 2590155.81
9 | Providing and fixing Enamelled steel plate gauge 4" wide 1/4" thick (including painting and lettering) 10 ft length | 1 | 5 | 14630 |  | 73150
10 | Excavation in foundation of building bridges and other structures including dagbelling, dressing, refilling around structure with excavated earth, watering and ramming lead upto one chain and lift upto 5 ft. in ordinary soil | 1000 | 1617 | 15824.15 |  | 25587.6506
11 | Cement concrete plain including, placing, compacting, finishing and curing complete (including screening and washing of stones aggregate) | 100 | 0 | 0 |  | 0 | #REF!
| a) Nominal mix ratio 1:4:8 | 100 | 41070.5542 | 34694.3 |  | 14249141.2737 |  | 41070.5542 | 23362466.8526
| b) Nominal mix ratio 1:2:4 | 100 | 12898.7281 | 47135.9 |  | 6079931.5903 |  | 12898.7281
12 | Pacca brick work in foundation and plinth in cement sand mortar ratio 1:6. | 100 | 58371.5555 | 32675.95 |  | 19073460.2894 | #REF!
13 | Providing and laying damp proof course of cement 1:2:4 (using cement, sand and shingle), including bitumen coating with with 2 coats of bitumen: 1½" thick (40 mm). | 100 | 643.5 | 11851.2 |  | 76262.472
14 | Providing and laying damp proof course of cement 1:2:4 (using cement, sand and shingle), including bitumen coating with one coat of bitumen and one coat polythenesheet 500 gauge 1½" thick (40 mm). | 100 | 11220.6094 | 11460.2 |  | 1285904.2756 | #REF!
15 | Providing and laying damp proof course of cement 1:2:4 (using cement, sand and shingle), including bitumen coating with 2 coats of bitumen: 1½" thick (40 mm). | 100 | 427.5 | 11851.6 |  | 50665.59
16 | Pacca brick work other than building upto 10 ft. height in cement sand mortor ratio 1:3 | 100 | 1348.1016 | 37620.6 |  | 507163.8964
17 | Cement plaster 1:4 upto 20 ft. height, 3/8" thick | 100 | 3805.725 | 4334.75 |  | 164968.6644
18 | Providing and applying weather shield paint of approved quality on external surface of building including preparation of surface, application of primer complete in all respect: | 100 | 61675.4043 | 7379.1 |  | 4551089.7587 | #REF!
19 | Writing letter or figures per letter per inch height | 1 | 8250 | 30.5 |  | 251625
20 | Carriage of 100 Cf t. (2.83 cu.m) of all materials like stone aggregate, spawl, kankar lime (unslaked), surkhi , etc. or 150 Cf t. (4.25 cu.m) timber, by truck or by any othermeans owned by the contractor from Sakhi Sarwar Quarry to site 275 Km including first 11KM hilly area. |  | 0
| DPC | 100 | 70.785 | 14042.6 |  | 9940.0544
| PCC 1:2:4 | 100 | 5036.5815 | 14042.6 |  | 707267.0007 | #REF! | #REF!
| PCC 1:4:8 | 100 | 30772.1446 | 14042.6 |  | 4321209.1774 | #REF! | #REF!
| RCC 1:1.5:3 | 100 | 106108.0562 | 14042.6 |  | 14900329.8972
| Base | 100 | 2183.8 | 14042.6 |  | 306662.2988
| T.S.T | 100 | 268.5 | 14042.6 |  | 37704.381
| RCC 1.2.4 | 100 | 24736.4952 | 14042.6 |  | 3473647.0782 | #REF! | #REF! | 80212234.6796
| DPC 1.2.4 | 100 | 1234.267 | 14042.6 |  | 173323.1821 | #REF! | #REF!
| Dry Hand Pack Stone | 100 | 15224.7638 | 14042.6 |  | 2137952.6786
21 | Precast reinfoced cement concrete type "C" 1:2:4. | 1 | 786.04 | 546.95 |  | 429924.578
22 | Fabrication of mild steel reinforcement for cement concrete including cutting bending laying in position etc. complete in all respect. (deformed bars) Grade 40 | 100 | 1796.01 | 30006.1 |  | 538912.5566
23 | Carriage of consignment job upto 5 KMs Average | 1 | 457 | 115.4 |  | 52737.8
24 | Placing boundary pillars in position, including digging pits. | 1 | 457 | 141.9 |  | 64848.3
25 | Preparing surface and painting with emulation paint 3 coat. | 100 | 1599.5 | 4307.55 |  | 68899.2622
26 | Writing letter or firgures per letter per inch height (three figure each side). | 1 | 4570 | 30.5 |  | 139385
27 | Earthwork excavation undressed lead upto a single throw of Kassi, phaorah or shovel: In ordinary soil. | 1000 | 245 | 546.95 |  | 134.0027
28 | Cement concrete plain including placing, compacting, finishing and curing complete (including screening and washing of stone aggregate) Ratio 1: 2: 4 | 100 | 367.5 | 30006.1 |  | 110272.4175
29 | Providing, laying, cutting, jointing, testing and disinfecting G.I. pipeline in trenches, with socket joints, using G.I. pipes of B.S.S. 1387-1967 complete in all respects, with specials and valves. i) 4" i/d (100 mm) 3.65mm thick | 1 | 560 | 115.4 |  | 64624
30 | Carriage of 100 Cft of all material like stone aggregate, spawl, kankar, lime (unsoaked) surkhi etc by truck or by any other means owned by the contractor, lead 300Km.(From Sakhi Sarwar) | 100 | 323.4 | 141.9 |  | 458.9046
31 | Dismantling brick work in lime or cement mortar | 100 | 1823.0675 | 2633.4 |  | 48008.6595
32 | Dismantling and removing road pavement, etc.,including screening and stacking of byproducts upto one chain lead (30 metre). | 100 | 4635 | 4017.8 |  | 186225.03
33 | Dismantling cement concrete reinforced, separating reinforcement from concrete, cleaning and straightening the same. | 100 | 13340.27 | 27086.4 |  | 3613398.8933
34 | Excavation in foundation of building, bridges and other structures, including dagbelling, dressing, refilling around structure with excavated earth, watering and ramming lead up to one chain and lift upto 5 ft. In ordinary soil (above 5 ft depth) | 1000 | 588089.4262 | 12735.6 |  | 7489671.6963 | 704518649.6202 |  | 63826446.6244
35 | Providing and Fabrication of mild steel reinforcement for cement concrete, including cutting, bending, laying in position, 13 making joints and fastenings, including cost of binding wire and labour charges for binding of steel reinforcement (also includes removal of rust from bars):- Deformed bars (Grade-60). | 100 | 1015459.2095 | 30376.9 |  | 308465028.618 | #REF!
36 | Providing and laying reinforced cement concrete (including prestressed concrete), using Sulphate resisting cement; coarse sand and screened graded and washed aggregate, in required shape and design, including forms, moulds, shuttering, lifting, compacting, curing, rendering and finishing exposed surface, complete 2) Plastering done under soffit of R.C.C. (but excluding the cost of steel reinforcement, its fabrication and placing in position etc.) |  | 0
a) | Reinforced cement concrete in roof slab, beams, columns lintels, girders and other structural members laid in situ or precast laid in position, or prestressed members cast in situ, complete in all respects. Type B (nominal mix 1:1.5:3) | 1 | 174842.0531 | 817.55 |  | 142942120.5131
b) | Reinforcement cement concrete in slab of rafts/strip foundation, base slab of column and retaining walls, etc and other structural members not requiring form work(i.e horizontal shuttering) complete in all respect: Type B (Nominal Mix 1:1.5:3 ) | 1 | 77484.5118 | 670.5 |  | 51953365.1619
37 | Providing and embedding 10"(250mm) wide PVC water stopper in expansion joints of RCC structures (Retaining walls, water tanks, Slabs) complete in all respect. 10mm thick | 1 | 6423.48 | 809.4 |  | 5199164.712
38 | Bitumen coating to plastered or cement concrete surface. 14 lbs per 100 Sft (6.35 Kg. per Sq.m) | 100 | 99728.8136 | 1645.1 |  | 1640638.7121
39 | Providing, laying, cutting, jointing, testing and disinfecting PVC/ uPVC pipe line with `B' Class working pressure complete in all respects:- 4" i/d (100 mm) | 1 | 11417 | 514.9 |  | 5878613.3 | #REF!
40 | Providing and fixing 4" dia P.V.C pipe. | 1 | 48 | 378.75 |  | 18180
41 | Supply and erection PVC pipe for recessed wiring (main and sub-main) purpose, including bends, specials, etc. in floor, wall or trenches:- 80mm dia (3 inch) | 1 | 169.5 | 303.8 |  | 51494.1
41 | Providing and laying R.C.C. pipe sewers, moulded with cement concrete 4000 psi conforming to Specification C-76-20, Class II. Wall B, including carriage of pipe from factory to site of work, lowering in trenches to correct alignment and grade, jointing with rubber ring,cutting pipes where necessary, testing, etc., complete. 24 inch internal dia | 1 | 624 | 2150.35 |  | 1341818.4
43 | Providing and laying sub-base course of stone productof approved quality and grade, including placing, mixing, spreading and compaction of sub-base material torequired depth, camber, grade to achieve 100% maximum modified AASHTO dry density, including carriage of all material to site of work except gravel and. aggregate. Crushed stone aggregate. | 100 | 4715 | 10003.5 |  | 471665.025
44 | Providing and laying base course of crushed stone aggregate of approved quality and grade, and supply and spreading of stone screening, including placing, mixing,spreading and compaction of base course material to required depth, camber and grade to achieve 100% maximum modified AASHTO dry density, including carriage of all materials to site of work except gravel and. aggregate. | 100 | 2615 | 13527.4 |  | 353741.51
45 | Providing and laying road edging of 3" (75 mm) wide and 9" (225 mm) deep brick on end, complete in all respects | 1 | 700 | 64.2 |  | 44940
46 | Providing surface treatment of roads,including supply of bitumen and bajri/crushed stone aggregate of approved quality,including cleaning of road urface,heating,spraying bitumen,spreading bajri and rollingetc.complete including carriageof all material stosite of work excep tbajjri/crushed stone aggregate for which supply with in miles (5.0km) is included in the rate. |  | 0
a | 1st coat 35 lbs. bitumen, and 4 Cft. bajri of nominal size 1" (25 mm) per 100 sq. feet or 1.72 Kg bitumen and 0.017 cu.metre bajri per square metre.. | 100 | 5230 | 4549.95 |  | 237962.385
b | 2nd coat 18 lbs. bitumen, and 2 Cft. bajri of nominal size ½" (13 mm) per %sft or 1.23 Kg bitumen and 0.008 cu. metre bajri per sq.metre. | 100 | 5230 | 2639.45 |  | 138043.235
c | 3rd coat 14 lbs. bitumen, and 1.5 Cft. bajri of nominal size ¼" (6 mm) per %sft or 0.69 Kg bitumen and 0.005 cubic metre bajjri per sq.metre. | 100 | 5230 | 1960.75 |  | 102547.225
47 | Borrow pit excavation undressed lead up to 100 ft in ordinary soil. | 1000 | 123165 | 10533.6 |  | 1297370.844
48 | Cement plaster 1:3 upto 20' (6.00 m) height 1/2" (13 mm) thick. | 100 | 15594.5 | 4850.4 |  | 756395.628
49 | Providing and laying base course. | 100 | 2100 | 13527.4 |  | 284075.4
50 | Providing surface treatment to roads, including supply of bitumen and bujri /crushed stone aggregate of approved quality, including cleaning of road surface, heating and spraying bitumen, spreading bajri and rolling with road roller (including its operation cost, fuel and hire charges, etc.) etc. complete including carriage of all materials to site of work except bajjri/crushed stone aggregate. | 100 | 2800 | 4549.95 |  | 127398.6
51 | Providing and fixing Neoprene bearing pad with laminated steel plate top and bottom. Size (14" x 9" x 1.75") | Cu. Inch | 304.64 | 72 |  | 21934.08
52 | Plain wood work for regulation karries or needles, etc. including sawing, planning, wroughting wood and providing and fixing steel parts of karries i.e. end strip and rods, etc. b) Shisham wood | 1 | 202.95 | 17752.2 |  | 3602808.99
53 | Credit old material - steel | 1 | -26974.04 | 170 |  | -4585586.8 |  |  |  |  | -323045052.0483
54 | Credit old material - brick batts | 100 | -1823.07 | 4100 |  | -74745.87 | 531606278.0483 | 208561226 | -323045052.0483 |  | -326079072.5406
55 | Extra for slush or Daldal including dewatering. | 1000 | 333466.1689 | 12038.4 |  | 4014399.1277 |  |  | 36383456.567
46 | Pacca brick work other than buildings upto 10 feet height. Cement sand mortar ratio 1:4 | 100 | 13799.15 | 35727 |  | 4930022.3205
57 | Providing and placing poly sulphide joint sealent 1" wide and 1" deep. | 1 | 1670 | 1381 |  | 2306270
58 | Dismantling stone or spawl pitching and apron in silted condition. | 100 | 93240 | 3762 |  | 3507688.8 | 89611262 | 92645282.4923 | 3034020.4923 |  |  | -3034020.4923
59 | Supply and dumping at site, without boat, including handling of materials within three chains (90 m) | 100 | 126000 | 4743.75 |  | 5977125 |  |  |  | -320011031.556
60 | Providing and laying stone pitching/filling, dry hand packed, as filling behind retaining walls or in pitching and aprons. | 100 | 50517.8 | 6849 |  | 3459964.122
61 | Formation dressing and preparing subgrade, on slope | 100 | 94646.5469 | 2265.1 |  | 2143838.9329
62 | Formation dressing and preparing subgrade, in bed. | 100 | 15600.14 | 1660.5 |  | 259040.3247
63 | Providing and laying graded bajri 1/8" to 1/2" size on slope. | 100 | 32048.5048 | 18564.1 |  | 5949516.4852
64 | Providing and laying graded bajri 1/2" to 2" size on slope. | 100 | 32048.5048 | 18564.1 |  | 5949516.4852
65 | Providing and laying graded bajri 1/8" to 1/2" size on level. | 100 | 5305.089 | 18017.6 |  | 955849.7157
66 | Providing and laying graded bajri 1/2" to 2" size on level. | 100 | 5305.089 | 18017.6 |  | 955849.7157
67 | Providing and laying stone for top layer only, on slope. | 100 | 97109.8429 | 11511 |  | 11178314.0139
68 | Providing and laying stone for top layer only, on Level | 100 | 15372.42 | 10570.5 |  | 1624941.6561
69 | Carriage of 100 Cft of all material like stone aggregate, spawl, kankar, lime (unsoaked) surkhi etc or 150 Cft of timber by truck or by any other means owned by the contractor, lead 275 Km. | 100 | 364527.734 | 14042.6 |  | 51189171.5709
70 | Credit to old material |  | 0
| Steel | 1 | 2535 | -170 |  | -430950
| Brick batts | 100 | 1819.13 | -4100 |  | -74584.33 | 55936171.4337 | 50492531
71 | Excavation in foundation of building, bridges, and other structures, including dag belling, dressing refilling around structure with excavated earth, watering and ramming lead upto one chain (30m)and lift upto 5' (1.5 m) (b) in ordinary soil.1)By Manual | 1000 | 20161.0006 | 15824.15 |  | 319030.6978 | #REF! | #REF! | 55936171.4337
72 | Spraying termite proofing by using liquid FMC / Biflex/ Terminex Exin/Ms Hextaror equivalent@specified suspension concenterate (SC), MixingAbility-HEXTAR with Ratio (1:250)= 540 Sft or equivalent approved liquid applying with shower and certificate will be provided by the contractor for10-years complete in all respect.as approved by the Engineer Incharge. | 1 | 18814.5 | 12.55 |  | 236121.975 | #REF! | #REF!
73 | Providing and laying vertical damp proof course with cement sand plaster and bitumen coating with one coat of bitumen and one coat of polythene sheet 500 gauge-Ratio 1:3 a) ½ " thick (13 mm) | 100 | 13211.49 | 7607.35 |  | 1005044.2845 | #REF!
74 | Filling watering ramming earth under floors with surplus earth from foundation etc. | 1000 | 37224.37 | 7547.75 |  | 280960.2387 | #REF!
75 | Pacca brick work in ground floor. Cement sand mortar Ratio 1:4. | 100 | 10763.3 | 35830.6 |  | 3856554.9698 | #REF! | #REF!
76 | Providing and laying reinforced cement concrete (including prestressed concrete), using Sulphate resisting cement; coarse sand and screened graded and washed aggregate, in required shape and design, including forms, moulds, shuttering, lifting, compacting, curing, rendering and finishing exposed surface, complete 2) Plastering done under soffit of R.C.C. (but excluding the cost of steel reinforcement, its fabrication and placing in position etc.) |  | 0 | 0 |  | 0 | #REF! | #REF!
a) | Reinforced cement concrete in roof slab, beams, columns lintels, girders and other structural members laid in situ or precast laid in position, or prestressed members cast in situ, complete in all respects. Type B (nominal mix 1:2:4) | 1 | 5704.1346 | 741.85 |  | 4231612.253 | #REF! | #REF!
b) | Reinforcement cement concrete in slab of rafts/strip foundation, base slab of column and retaining walls, etc and other structural members not requiring form work(i.e horizontal shuttering) complete in all respect: Type B (Nominal Mix 1:2:4) | 1 | 681.0891 | 595 |  | 405247.9922 | #REF! | #REF!
77 | Providing and fixing windows consisting of M.S box section frame 2" x 1½" ( 50 x 40mm) Leaves frame 1½" x 1" (40 x 25 mm) box section frame for glazing 3/8" x 3/8" (10 x 10 mm) using 16 SWG sheet 'U' shaped rubber supported with 1" x 1/8" (25 x 3 mm) M.S. flat for fixing 3/16" (5 mm) thick glass panes M.S. box section 1/2" x 1/2" (13 x 13 mm) of 16 SWG for fixing 24 SWG wire gauge on outer side by means of 3/4" x 1/8" (20 x 3 mm) M.S. flat and screws including grill of M.S. flat 1/2" x 1/8" (13 x 3 mm) or 1/4" x 1/4" (6 x 6 mm) square bar with independent frame of 1/2" x 1/2" (13 x 13 mm) box section of 16 SWG i/c all C.P fitting and painting 3 coats complete in all respect. | 1 | 1184 | 2180.7 |  | 2581948.8 | #REF! | #REF!
78 | Providing and fixing mild steel chowkat of doors windows C. windows etc. including holdfast making and threading 18 holes for hinges etc. complete 1½" x 1½" x 1/4" (40 x 40 x 6 mm) welded with M.S. flat 2" x 1/4" (50 m M.S. angle iron). | 1 | 5302 | 457.1 |  | 2423544.2 | #REF!
79 | Making and fixing steel grated door with 1/16" thick sheeting, including angle iron frame 2" x 2" x 3/8"and 3/4" square bars 4" centre to centre. with locking arrangement (Two No.). | 1 | 1813 | 2767 |  | 5016571 | #REF! | #REF!
80 | Providing and laying single layer of tile 9" x 4½" x 1½" laid over 4" earth and 1" thick mud plaster without bhoosa, grouted with cement mud (1:3) on top of R.C.C. roof, slab, provided with 34 lbs. per % Sft. Or 1.72 Kg./Sq.m. bitumen coating sand blinded. | 100 | 3535.8125 | 13179.6 |  | 466005.9443 | #REF! | #REF!
81 | Providing and laying polythene sheet under floor or roof complete 500 gauge. | 1 | 43350.1888 | 11 |  | 476852.0773 | #REF!
82 | Supplying and filling sand under floor or plugging in wells. | 100 | 8934.8275 | 3987 |  | 356231.5724 | #REF!
83 | Providing and laying watering and ramming brick ballast 1½" to 2" (40 mm to 50 mm) mixed with 25% sand for floor foundation complete in all respect. | 100 | 10919.7875 | 12801.2 |  | 1397863.8374 | #REF!
84 | Cement plaster 1:4 upto 20' (6.00 m) height 1/2" (13 mm) thick. | 100 | 140437.4163 | 4614.1 |  | 6479922.8232 | #REF! | #REF!
85 | Cement plaster 3/8" (10 mm thick under soffit of R.C.C. roof slabs only, upto 20' height (Ratio 1:3). | 100 | 4237.24 | 5264.65 |  | 223075.8557 | #REF! | #REF!
86 | Cement pointing struck joints on wall upto 20' (6m) height (a) Ratio 1:2 including extra cost of labour and material for red oxide pigment in cement pointing to match with the colour of bricks. | 100 | 83405.59 | 5012.65 |  | 4180830.3071 | #REF! | #REF!
87 | Providing and installing P.V.C. bends, of B.S.S.b) 4" i/d (100 mm) | 1 | 658 | 849.7 |  | 559102.6 | #REF! | #REF!
88 | Making top khurra on roof 2' x 2' x 6". | 1 | 154 | 1159.65 |  | 178586.1 | #REF! | #REF!
89 | Distempering:- 3 coat | 100 | 118808.2275 | 1548.2 |  | 1839388.9782 | #REF! | #REF!
90 | Preparing surface and painting of doors and windows any type (including edges):- | 100 | 12309 | 3052.4 |  | 375719.916 | #REF! | #REF!
91 | Fabrication of heavy steel work, with angle, tees, flat iron round iron and sheet iron for making trusses, girders, tanks, etc., including cutting, drilling, revitting, handling, assembling and fixing, but excluding erection in position. | 100 | 12393.4727 | 37098.85 |  | 4597835.8612 | #REF! | #REF!
92 | Supply and erection of PVC pipe for wiring recessed in walls, including inspection boxes, pull boxes, hooks, cutting jharries and repairing surface, etc. complete with all specials. |  | 0 |  |  |  | #REF! | #REF!
| a) 20mm (3/4") i/d. | 1 | 12520 | 112.25 |  | 1405370 | #REF! | #REF!
| b) 25 mm (1") i/d | 1 | 6560 | 133.6 |  | 876416 | #REF! | #REF!
| c) 50 mm (2") i/d | 1 | 555 | 231.55 |  | 128510.25 | #REF! | #REF!
93 | Supply and erection of single core PVC insulated copper conductor cables, in prepaid P.V.C. pile/M.S. conduit/G.I. pipe/wooden strip batten/wooden casing and caping/G.I. wire/trenches (rate for cables only) (a) 250/440 volts, P.V.C. insulated. |  | 0 |  |  |  | #REF! | #REF!
| a) 3/0.74mm (3/0.029"). | 1 | 36960 | 35.7 |  | 1319472 | #REF! | #REF!
| b) 7/0.74mm (7/0.029"). | 1 | 13020 | 56.3 |  | 733026 | #REF! | #REF!
94 | Supply and erection of copper conductor cable for service connection in prepaid pipe/G.I. wire/trenches, etc. (rate for cable only) (a) PVC insulated, PVC sheathed, twin core, 250/440 volts 7/0.44" (7/1.12mm). | 1 | 19680 | 237.65 |  | 4676952 | #REF! | #REF!
95 | Supply and connection of M.S. sheet box of 16 SWG, 10 cm (4") deep with 4.75 mm thick (3/16") bakelite sheet top, for recessed wiring, including making holes for regulators switches, plugs etc. |  | 0 |  |  |  | #REF! | #REF!
| a) 10 x 10 cm (4" x 4"). | 1 | 219 | 382.3 |  | 83723.7 | #REF! | #REF!
| b) 17.5 x 10 cm (7" x 4"). | 1 | 432 | 522.75 |  | 225828 | #REF! | #REF!
| c) 22.5 x 10 cm (9" x 4"). | 1 | 128 | 668.8 |  | 85606.4 | #REF! | #REF!
96 | Supply and erection of switches 5 amp. Piano Type. | 1 | 4100 | 102.7 |  | 421070 | #REF! | #REF!
97 | Supply and erection of ceiling rose, bakelite. | 1 | 744 | 96.3 |  | 71647.2 | #REF! | #REF!
98 | Supply and erection of 3 pin switch and plug combined recessed type (ii) 10/15 amp. | 1 | 37 | 213.1 |  | 7884.7 | #REF! | #REF!
99 | P/F wall mounted DB (Distribution Board) made with 16SWG Sheet (Recessded/Surface mounted Type), Powder coated Paint, i/c the cost of Lock, Indication lights,Thimble, Copper Comb, Wiring, Netural & Earth Bar, Door Earthing, Digital Voltmeter,Digital Ammeter,Volt Selector Switch,Ammeter selector switch,Current Transformers and Controles Complete in all respect as approved and directed by the Engineer Incharge (Breakers will be Paid Separately)(a) 6" deep (i) 20~60A | 1 | 37 | 24422.65 |  | 903638.05 | #REF! | #REF!
100 | Suppling,Installation and comissioning of MCB (Miniature Circuit Breaker) of specified rating made of LEGRAND FRANCE/ GE U.S.A / SCHNEIDER GERMANY /SIEMEN GERMAN/TERASAKI JAPAN/ ABB SWITZERLAND in prelaid DBs and Panels i/c the cost of screwes,necessary wire complet Single Pole(iii) 6-63 Amp (10 KA) | 1 | 222 | 1453.75 |  | 322732.5 | #REF! | #REF!
101 | Supplying, Installation and commissioning of MCCB (Moulded Case Circuit Breaker)of specified rating made of LEGRAND FRANCE /GEU.S.A/ SCHNEIDER GERMANY/ TERASAKI JAPAN/ SIEMEN/ ABBSWITZERLAND or approved equivalent manufacturer (withfixedThermal-MagneticTrip)in prelaid DB sand Panels i/c the cost of screws, necessary wire complete in all respect as approved and directed by the EngineerIncharge. a) Triple Pole (ii) 15-100 Amp (10 KA,15KA) | 1 | 74 | 13796.3 |  | 1020926.2 | #REF! | #REF!
102 | Supplying, Installation and commissioning of MCCB (Moulded Case Circuit Breaker)of specified rating made of LEGRAND FRANCE /GEU.S.A/ SCHNEIDER GERMANY/ TERASAKI JAPAN/ SIEMEN/ ABBS WITZERLAND or approved equivalent manufacturer (withfixedThermal-MagneticTrip)in prelaid DB sand Panels i/c the cost of screws, necessary wire complete in all respect as approved and directed by the EngineerIncharge. a) Triple Pole With Adjustable Thermal-Magnetic Trip /Electronic Trip (60-100%) (i) 25-100 Amp | 1 | 37 | 19859.4 |  | 734797.8 | #REF! | #REF!
103 | Supply and erection of tube light, including rod, choke, starter with frame, flexible wire, including connection from ceiling rose, etc., complete ii)single rod (40 watts) with one choke and one starter. | 1 | 707 | 1995.3 |  | 1410677.1 | #REF! | #REF!
104 | Supply and erection of bakelite button holder shade, large size | 1 | 111 | 178.75 |  | 19841.25 | #REF! | #REF!
105 | Single layer of tiles 9"x4½"x1½" (225x113x40 mm) laid over 4"(100 mm) earth and 1" (25 mm) mud plaster without Bhoosa, grouted with cement sand 1:3 on top of RCC roof slab, provided with 34 lbs. per %Sft. or 1.72 Kg/Sq.m bitumen coating sand blinded. | 100 | 5447.5326 | 13179.6 |  | 717963.0065
106 | Providing and fixing windows consisting of M.S. box section frame 2"x1½", (50x40mm) leaves frame 1½"x1" (40x25mm) box section frame for glazing 3/8"x3/8" (10x10mm) using 16 SWG sheet 'U' shaped rubber supported with 1"x1/8" (25x3mm) M.S. flat for fixing 3/16" (5 mm) thick glass panes M.S. box section ½"x½" (13x13mm) of 16 SWG for fixing 24 SWG wire gauze on outer side by means of ¾"x1/8" (20x3mm) M.S. flat and screws including grill of M.S. flat ½"x1/8" (13x3mm) or ¼"x¼" (6x6mm) square bar with independent frame of ½"x½" (13x13mm) box section of 16 SWG i/c all C.P. fitting and painting 3 coats complete in all respect. | 1 | 1983.6 | 2180.7 |  | 4325636.52
107 | Making and fixing steel grated door with 1/16" thick 1.5mm) sheeting, including angle iron frame 2"x2"x3/8" (50x50x10 mm) and ¾" (20 mm) square bars 4" (100 mm) | 1 | 908 | 2767 |  | 2512436
108 | Distempering:- 2 coats | 100 | 19399.647 | 1212.35 |  | 235191.6204
109 | Providing and fixing 1¼x1¼"x3/16" (31x31x5 mm) angle" iron step, in manhole chambers, including carriage and setting the same in work to correct lines and levels. | 1 | 369 | 680.75 |  | 251196.75
110 | Providing/fixing stair railing consisting of M.S. Box section size 1-1/2"x3" of 16 SWG welded with M.S. flat 1"x1/8" continuously and welded over M.S. square bars 5/8"x5/8"punched in M.S. flat 2 ¾' high @ 5½" c/c fixed in steps of stair I/C painting 3 coats complete. | 1 | 111.86 | 1125.2 |  | 125864.872
111 | Providing and fixing trash rack as per drawing | 1 | 2800 | 603 |  | 1688400
112 | Providing and layingTuff Pavers, having 7000PSI ,crushing strength of approved manufa cturer, over2"to3" sand cushion i/c grouting withsand in joints i/c finishing to require slope . complete in all respect. (50% Grey / 50% Coloured) 60-mm thick | 1 | 9477.0586 | 205.4 |  | 1946587.8364
113 | Providing & laying graded bajri ½" to 2" gauge on level (including carriage). | 100 | 2287.97 | 18017.6 |  | 412237.2827
114 | 1½"(40 mm) thick mosaic flooring, consisting of ½ " mosaic topping of one part of cement and marble powder in the ratio of 3:1 and two parts of marble chips, laid over 1"(25 mm) thick floor of 1:2:4 cement concrete, including rubbing and polishing complete with finishing :-using grey cement | 100 | 5447.5326 | 29658.5 |  | 1615656.4562
115 | Mosaic dado or skirting with one part of cement and marble powder in the ratio of 3:1 and two parts of marble chips, laid over ½"(13 mm) thick cement plaster 1:3, including rubbing and polishing, complete with finishing:(a) using grey cement: i) 1/2"(13 mm) thick | 100 | 385.13 | 19146.85 |  | 73740.2634
116 | Providing and fixing marble strip of any shade for dividing the mosaic flooring into panels(a) Size 1½" x 3/8" (40 x 10 mm) | 1 | 2922.31 | 39.6 |  | 115723.476
117 | Supply and erection of backlite button holder shade, large size. | 1 | 596 | 178.75 |  | 106535
118 | Suppling,Installation and comissioning of MCB (Miniature Circuit Breaker) of specified rating made of LEGRAND FRANCE/ GE U.S.A / SCHNEIDER GERMANY /SIEMEN GERMAN/TERASAKI JAPAN/ ABB SWITZERLAND in prelaid DBs and Panels i/c the cost of screwes,necessary wire completb) Double Pole(iii) 6-63 Amp (10 KA) | 1 | 5 | 5616.25 |  | 28081.25
119 | Suppling,Installation and comissioning of MCB (Miniature Circuit Breaker) of specified rating made of LEGRAND FRANCE/ GE U.S.A / SCHNEIDER GERMANY /SIEMEN GERMAN/TERASAKI JAPAN/ ABB SWITZERLAND in prelaid DBs and Panels i/c the cost of screwes,necessary wire complet Single Pole(iii) 6-63 Amp (10 KA) | 1 | 29 | 1453.75 |  | 42158.75
120 | Providing and fixing Pakistan Energy Label NEECA approved Copper winded wall bracket Fan i/c the cost of necessary cable and hardware for connection as approved and directed by Engineer Incharge.ii) 24" Sweep dia | 1 | 34 | 11398.45 |  | 387547.3
121 | Barrow pit excavation undressed lead up to 100 ft in ordinary soil. | 1000 | 58871.79 | 10533.6 |  | 620131.8871
122 | Compaction of earth work with power Road Roller, i.c ploughing mixing, moistening earth to optimum moisture content in layer etc; complete 90 % maximum modified AASHO dry denisty | 1000 | 58871.79 | 1437.5 |  | 84628.1981
123 | Earthwork excavation in irrigation channels, drains, etc. to designed section, grades and profiles, excavated material disposed off undressed within 50 ft. (15 m) lead:- ordinary Soil | 1000 | 14550.01 | 5033.7 |  | 73240.3853
| Cement plaster 1.5" (40 mm) thick ratio 1:6:- |  | 0
| a) In bed | 100 | 2500 | 6512.05 |  | 162801.25
| b) On slope | 100 | 3876 | 7363.45 |  | 285407.322
124 | Cement concrete lining, using washed screened and graded stone aggregate:- |  | 0
| a) In bed, ratio 1:2:4 | 100 | 856.25 | 49016.9 |  | 419707.2062
| b) On slope, ratio 1:2:4 | 100 | 1327.53 | 51301.8 |  | 681046.7855
125 | Providing and placing cement, sand and bituminous joint sealant in ratio 1:2:3, 1/2" wide, 1" deep. | 1 | 637.6 | 17.3 |  | 11030.48
126 | Bitumen coating to plastered or cement concrete surface:- 10 lbs. per 100 Sft. | 100 | 318.8 | 1539.8 |  | 4908.8824
127 | Excavation in foundation of building, bridges, and other structures, including dag belling, dressing refilling around structure with excavated earth, watering and ramming lead upto one chain (30m)and lift upto 5' (1.5 m) (b) in ordinary soil.By Manual | 1000 | 46483.3931 | 15824.15 |  | 735560.1849 | 1507963.2007 | 31715324 | 30207360.7993
128 | Providing and laying reinforced cement concrete (including prestressed concrete), using Sulphate resisting cement; coarse sand and screened graded and washed aggregate, in required shape and design, including forms, moulds, shuttering, lifting, compacting, curing, rendering and finishing exposed surface, complete 2) Plastering done under soffit of R.C.C. (but excluding the cost of steel reinforcement, its fabrication and placing in position etc.) |  | 0
129 | Providing and laying dry, hand packed stone apron as per drawing | 100 | 11277.6028 | 6849 |  | 772403.0158
130 | Excavation in foundation of building, bridges, and other structures, including dag belling, dressing refilling around structure with excavated earth, watering and ramming lead upto one chain (30m)and lift upto 5' (1.5 m) (b) in ordinary soil. By Manual | 1000 | 72531.6637 | 15824.15 |  | 1147751.9269 | 80212234.6796
131 | Spraying antitermite liquid mixed with water ratio 1:40 | 1 | 88776.1875 | 12.55 |  | 1114141.1531
132 | Pacca brick work in ground floor. Cement sand mortar Ratio 1:4 | 100 | 47794.11 | 35830.6 |  | 17124916.3777
133 | Providing and laying reinforced cement concrete (including prestressed concrete), using Sulphate resisting cement; coarse sand and screened graded and washed aggregate, in required shape and design, including forms, moulds, shuttering, lifting, compacting, curing, rendering and finishing exposed surface, complete 2) Plastering done under soffit of R.C.C. (but excluding the cost of steel reinforcement, its fabrication and placing in position etc.) - a) Reinforced cement concrete in roof slab, beams, columns lintels, girders and other structural members laid in situ or precast laid in position, or prestressed members cast in situ, complete in all respects. Type C (nominal mix 1:2:4) | 1 | 21724.43 | 741.85 |  | 16116268.3955
134 | Providing and fixing windows consisting of M.S box section frame 2" x 1½" ( 50 x 40mm) Leaves frame 1½" x 1" (40 x 25 mm) box section frame for glazing 3/8" x 3/8" (10 x 10 mm) using 16 SWG sheet 'U' shaped rubber supported with 1" x 1/8" (25 x 3 mm) M.S. flat for fixing 3/16" (5 mm) thick glass panes M.S. box section 1/2" x 1/2" (13 x 13 mm) of 16 SWG for fixing 24 SWG wire gauge on outer side by means of 3/4" x 1/8" (20 x 3 mm) M.S. flat and screws including grill of M.S. flat 1/2" x 1/8" (13 x 3 mm) or 1/4" x 1/4" (6 x 6 mm) square bar with independent frame of 1/2" x 1/2" (13 x 13 mm) box section of 16 SWG i/c all C.P fitting and painting 3 coats complete in all respect. | 1 | 3276 | 2180.7 |  | 7143973.2
135 | Providing and fixing 1½" (40 mm) thick solid flush door shutter sterling or equivalent with commercial ply (5mm thick) on both sides double pressed and deodar wood lapping 1½" x 3/8" (40 mm x 10 mm) around shutter including chromium plated fitting, iron hinges with aluminum kick plate 22 SWG on both sides and finger plate complete in all respect. | 1 | 3822 | 638.85 |  | 2441684.7
136 | Providing and laying single layer of tile 9" x 4½" x 1½" laid over 4" earth and 1" thick mud plaster without bhoosa, grouted with cement mud (1:3) on top of R.C.C. roof, slab, provided with 34 lbs. per % Sft. Or 1.72 Kg./Sq.m. bitumen coating sand blinded. | 100 | 33854.8438 | 13179.6 |  | 4461932.9869
137 | 1½"(40 mm) thick mosaic flooring, consisting of ½ " mosaic topping of one part of cement and marble powder in the ratio of 3:1 and two parts of marble chips, laid over 1"(25 mm) thick floor of 1:2:4 cement concrete, including rubbing and polishing complete with finishing :-using grey cement | 100 | 22325.3713 | 29658.5 |  | 6621370.2322
138 | Mosaic dado or skirting with one part of cement and marble powder in the ratio of 3:1 and two parts of marble chips, laid over ½"(13 mm) thick cement plaster 1:3, including rubbing and polishing, complete with finishing:(a) using grey cement: i) 1/2"(13 mm) thick | 100 | 14054.04 | 19146.85 |  | 2690905.9577
139 | Providing and fixing marble strip of any shade for dividing the mosaic flooring into panels(a) Size 1½" x 3/8" (40 x 10 mm) | 1 | 22750 | 39.6 |  | 900900
140 | Cement concrete plain including, placing, compacting, finishing and curing complete (including screening and washing of stones aggregate) |  | 0
141 | Cement plaster 3/8" (10 mm thick under soffit of R.C.C. roof slabs only, upto 20' height (Ratio 1:3). | 100 | 21116.55 | 5264.65 |  | 1111712.4496
142 | Providing and fixing sliding; bolt to doors iron sliding bolt, 10" (250 mm) long. | 1 | 182 | 656.85 |  | 119546.7
143 | Providing and fitting glazed earthen ware water closet, squatter type (Orisa pattern) combined with foot rest white. | 1 | 91 | 4105.05 |  | 373559.55
144 | Providing and fitting "P" trap 10 cm (4") glazed. | 1 | 273 | 463.15 |  | 126439.95
145 | Providing and Fixing chromium plated bib cock (ii)1.5 cm (1/2"). | 1 | 364 | 1639.2 |  | 596668.8
146 | Providing & fitting plastic made low down flushing cistern 13.63 litre (3 gallons) capacity, including bracket set, copper connection, etc. complete (i) white. | 1 | 91 | 8069.2 |  | 734297.2
147 | Providing and installing P.V.C. tees, of B.S.S.Class `B' working pressure:-b) 4" i/d (100 mm) | 1 | 364 | 2374.25 |  | 864227
148 | Providing,laying,testing and commissioning of POLYPROPYLENE RANDOM COPOLYMER (PPRC water supply pipe ( Dadex/ Popular/ Beta or approved equivalent manufacturer, withs pecified pressure rating PN (PRESSURE NOMINAL) and conforming to DIN8077-8078 codei/ccost of solvent,specials,making jharries complete in all respect as approved and directed by Engineer Incharge.(Internal/ExternalDiametersmentioned). a) PN-16 pipe |  | 0
i | a) 20mm | 1 | 9100 | 62.95 |  | 572845
ii | b) 25mm | 1 | 4550 | 87.1 |  | 396305
149 | Providing and fixing looking glass (mirror) 22" x 16" (55 x 40) cm, and 5 mm thick glass first quality. | 1 | 91 | 1457.7 |  | 132650.7
150 | Providing and fixing stainless steel sink with drain board, size 120 x 60 cm (48 x 24") including bracket set, waste pipe and waste coupling. | 1 | 91 | 15209.1 |  | 1384028.1
151 | Providing and fitting. |  | 0
| a) Plastic soap dish. | 1 | 91 | 1380 |  | 125580
| b) Plastic towel rail. | 1 | 91 | 1610 |  | 146510
| c) plastic shelf 60x13cm (24" x 5") with bracket and railing. | 1 | 91 | 1035 |  | 94185
152 | Providing and fixing chromium plated tee stop cock 15 mm (1/2"). | 1 | 91 | 1999.2 |  | 181927.2
153 | Supply and erection of wall socket with 3 pin 5 amp shoe. | 1 | 256 | 204.7 |  | 52403.2 | #REF! | #REF!
154 | Supply and erection of 3 pin switch and plug combined recessed type (ii) 10/15 amp. | 1 | 182 | 213.1 |  | 38784.2
155 | P/F wall mounted DB (Distribution Board) made with 16SWG Sheet (Recessded/Surface mounted Type), Powder coated Paint, i/c the cost of Lock, Indication lights,Thimble, Copper Comb, Wiring, Netural & Earth Bar, Door Earthing, Digital Voltmeter,Digital Ammeter,Volt Selector Switch,Ammeter selector switch,Current Transformers and Controles Complete in all respect as approved and directed by the Engineer Incharge (Breakers will be Paid Separately)(a) 6" deep (i) 20~60A | 1 | 91 | 24422.65 |  | 2222461.15
156 | Suppling,Installation and comissioning of MCB (Miniature Circuit Breaker) of specified rating made of LEGRAND FRANCE/ GE U.S.A / SCHNEIDER GERMANY /SIEMEN GERMAN/TERASAKI JAPAN/ ABB SWITZERLAND in prelaid DBs and Panels i/c the cost of screwes,necessary wire completb) Double Pole(iii) 6-63 Amp (10 KA) | 1 | 91 | 5616.25 |  | 511078.75
157 | Suppling,Installation and comissioning of MCB (Miniature Circuit Breaker) of specified rating made of LEGRAND FRANCE/ GE U.S.A / SCHNEIDER GERMANY /SIEMEN GERMAN/TERASAKI JAPAN/ ABB SWITZERLAND in prelaid DBs and Panels i/c the cost of screwes,necessary wire complet Single Pole(iii) 6-63 Amp (10 KA) | 1 | 364 | 1453.75 |  | 529165
158 | Supply and erection of 3/8" (10mm) dia M.S. bar fan hook, placed at the time of casting of slab. | 1 | 91 | 83.75 |  | 7621.25
159 | Providing and fixing Pakistan Energy Label NEECA approved Copper winded Ceiling Fan i/c the cost of necessary cable and hardware for connection as approved and directed by Engineer Incharge. 56" Sweep | 1 | 91 | 10815.4 |  | 984201.4
160 | Erecting of ceiling fan along with regulator (all sizes) including carriage local railway station/ store to site of work, electric wire/cable for suspension rod and board connection and cutting, threading on the rod where necessary. | 1 | 91 | 663.65 |  | 60392.15
161 | Provided and installed 1 HP electric water pump with 70 ft bore, and successfully installed a 200-gallon water tank including all accessories and plumbing connections. | 1 | 91 | 99800 |  | 9081800
162 | HT Spun Pole 45' | 1 | 25 | 71344 |  | 1783600
163 | HT S/STRUCTURE Pole 36' | 1 | 700 | 71680 |  | 50176000
164 | Earthing | 1 | 840 | 5488 |  | 4609920
165 | Steel -X-ARMS | 1 | 1760 | 8333 |  | 14666080
166 | 11-KV Disc: Insulator | 1 | 1530 | 4250 |  | 6502500
167 | Eye Nut/Anchore Shakle/D.End Clump | 1 | 1200 | 609 |  | 730800
168 | 11KV Pin Insulator with Pins | 1 | 2415 | 1797 |  | 4339755
169 | D-Shakel + Spool Insulator | 1 | 1000 | 599 |  | 599000 |  | 830550 | 833940
170 | DA Bolts | 1 | 700 | 358 |  | 250600
171 | Nuts & Bolts 14" | 1 | 500 | 208 |  | 104000
172 | Nuts & Bolts 12" | 1 | 500 | 184 |  | 92000
173 | Nuts & Bolts 02" | 1 | 200 | 49 |  | 9800
174 | Stay Rod + stay strips Complete | 1 | 150 | 3935 |  | 590250
175 | Stay Wire | 1 | 1870 | 399 |  | 746130
176 | ACSR Rabbit Conductor | 1 | 61590 | 245 |  | 15089550 | 100289985
177 | Transformer 400-KVA | 1 | 2 | 2189000 |  | 4378000 | 43272829
178 | Transformer 100-KVA | 1 | 5 | 506760 |  | 2533800
179 | Transformer 50-KVA | 1 | 5 | 400567 |  | 2002835
180 | Transformer 25-KVA | 1 | 46 | 286340 |  | 13171640
181 | Plate form D/Edge | 1 | 60 | 24290 |  | 1457400
182 | Nuts & Bolts | 1 | 1283 | 198 |  | 254034
183 | D-Fues Fitting Set | 1 | 183 | 18250 |  | 3339750 | 782.8283 | 1283
184 | Steel Crass arm for D fuse Mounting | 1 | 50 | 4770 |  | 238500
185 | LT Capacitor | 1 | 50 | 10900 |  | 545000
186 | LT Spun / PCC Pole 31' | 1 | 527 | 23650 |  | 12463550
187 | street light pole bracket 30 mm (1¼") G.I. pipe 2 metre long, complete with 2 No. pole clamp. (Ch-24) [Pump station + Tubewell Rooms) | 1 | 200 | 3378.5 |  | 675700
188 | Supply and erection of pole mounted street light, holders, shade and glass, etc., for fitting 125/250 watts mercury vapour lamp (excluding cost of lamps): ii) Philips design (Ch 24) [Pump station + Tubewell Rooms) | 1 | 200 | 6949.8 |  | 1389960
189 | Supply and fitting of mercury vapour lamp, complete with choke set ii) 250 watt lamp (Ch 24) [Pump station + Tubewell Rooms) | 1 | 200 | 4113.3 |  | 822660
190 | PVC 4/C Cable 19.083 (70mm Armoured | 1 | 6300 | 975 |  | 6142500
191 | AMR METER HT/LT Type (bi-directional) | 1 | 50 | 48900 |  | 2445000
192 | ATB A-Type 100/5 | 1 | 17 | 31300 |  | 532100
193 | CTs 100/5 Amp | 1 | 108 | 10530 |  | 1137240
194 | (A)Installation Charges of 11 KV Line material Complete in all respect | 1 | 0 | 16263340 |  | 16263340
195 | (B)Installation Charges of Sub Station material Complete in all respect | 1 | 0 | 5598490 |  | 5598490
196 | (c.)Installation Charges of service and Metering material complete in all respect | 1 | 0 | 1034832 |  | 1034832
197 | Earthing Pit & Material Complete in all respect | 1 | 0 | 8064000 |  | 8064000
198 | Foundation Charges complete in all respect | 1 | 0 | 42000000 |  | 42000000
199 | 630 KVA TRANSFORMER | 1 | 2 | 2375000 |  | 4750000 | 7856248 | 14594316
200 | 200 KVA TRANSFORMER | 1 | 2 | 904422 |  | 1808844 |  | 6738068
201 | D/STRUCTURE PLATEFORM | 1 | 7 | 24290 |  | 170030
202 | S/STRUCTURE PLATEFORM | 1 | 6 | 15786 |  | 94716
203 | HT PCC POLE | 1 | 12 | 33000 |  | 396000
204 | AMR METER | 1 | 9 | 35200 |  | 316800
205 | Stay Rods | 1 | 14 | 3591 |  | 50274
206 | Earth Rods | 1 | 58 | 1498 |  | 86884
207 | PVC 4/C 19/.052 | 1 | 420 | 435 |  | 182700
208 | Providing and fixing barbed wire fencing, with 4 horizontal and two cross wires, with R.C.C. 1:2:4 posts, 5.5'x6"x9" (1.68mx150mmx225 mm) at 8 ft. (2.45 m) center to center, reinforced with 4 No. 3/8" (10 mm) dia vertical bars and 1/8" (3 mm) dia stirrups 12" (300 mm) center to center, complete in all respects. in cement concrete 1:4:8 base of size 12"x12"x21" | 100 | 49390 | 69347.9 |  | 34250927.81 |  | #REF!
209 | Excavation in foundation of building, bridges, and other structures, including dag belling, dressing refilling around structure with excavated earth, watering and ramming lead upto one chain (30m)and lift upto 5' (1.5 m) (b) in ordinary soil. | 1000 | 2062.982 | 15824.15 |  | 32644.9366 |  | #REF!
210 | Providing and fixing collapsible gate made of 2"x2"x"¼" (50x50x6 mm) tee iron at top and bottom, channel iron verticals ¾"x¼"x¼"x1/8" (20x6x6x3 mm) at 3" (75 mm) to 5" (125 mm) centre to centre (approximate) and flat iron crosses 3"x3/16" (75x5 mm), and best quality rollers at bottom of 3" (75 mm) diameter including holdfasts, handles 12" (300 mm) long of ¾"x¼"x¼"x1/8" (20x6x6x3 mm) channel iron, locking arrangement inside and outside, painting 3 coats of black Japan enameled, complete in working order. | 1 | 6650 | 1985.95 |  | 13206567.5
211 | Supply and erection PVC pipe for recessed wiring (main and sub-main) purpose, including bends, specials, etc. in floor, wall or trenches:- 50mm i/d | 1 | 14250 | 234.95 |  | 3348037.5
212 | Supply and erection of single core PVC insulated copper conductor cables, in prelaid PVC pipe/M.S. conduit/G.I pipe/wooden strip batten/wooden casing an capping/G.I. wire/trenches (rate for cables only):7/0.74 mm (7/0.029") | 1 | 28500 | 56.3 |  | 1604550 | 52442727.7466
213 | Providing installation, testing, and commissioning of a vertical deep well turbine tubewell pump with discharge 2 cusec against 70 ft head, including bowl assembly, vertical column pipe with shaft, motor, pre-lubrication tank, foundation fixing and alignment, MCCB/control panel with all electrical connections, cables and accessories from transformer to tubewell including earthing and protection devices, complete suction and delivery piping up to 25 ft outlet basin of approved material (MS/CI) with bends, flanges, valves, gaskets, supports and accessories, carrying out all works for energizing, testing, and full-load commissioning; pump casing in Gray Cast Iron EN-GJL-250, impeller in Stainless Steel grade 1.4408, column pipe coated internally and externally with epoxy paint, materials verified per EN 10204-3.1, minimum 80% efficiency per ISO 9906-1B; motor of reputed manufacturer, vertical solid shaft, IE3 efficiency class, 15 kW (20 HP, 1450 rpm), 4-pole, 3-phase, 50 Hz, 380/400 V, manufacturer to have in-house hydraulic and metallurgical testing facility, complete in all respects suitable for tubewell application. [including transportation and all overhead charges] | 1 | 37 | 4350150 |  | 160955550
214 | Providing installation, testing and commissioning of horizontal centrifugal pump having discharge capacity of 10 cusec against 30 ft - 35 ft head including pump, motor, bowl assembly, column set, pre-lubrication tank, foundation fixing and alignment, MCCB/control panel with all electrical cables and connections from transformer to pump including earthing and protection devices, complete suction piping inside the chamber (SS/MS/CI) and delivery piping up to the outlet basin (40–50 ft) of approved material (Fibre reinforced cement/upvc of suitable internal diameter size as approved by E-in-C) with all bends, flanges, gaskets, supports and accessories, and carrying out all works necessary for energizing, testing and full-load commissioning of the complete pump set in all respects.. Pump shall have min. 81% efficiency which should be verified according to ISO 9906-1B standard. Material of pump casing shall be Gray cast iron EN-GJL-250 having impeller in Stainless Steel grade 1.4408. Pump shall be coated internally with epoxy paint. Material of pump shall be verified according to material test certificate EN 10204-3.1. Motor shall be of reputed manufacturer having min. IE3 efficiency class. Rating of motor to be 37 KW (50HP, 950 rpm)/6 pole, 3 phase, 50 Hz, 380/400 Volts. Manufacturer shall have its own testing facility to verify pumps hydraulic performance testing. Manufacturer shall have its own material testing lab to verify metallurgical testing. [including transportation and all overhead charges] | 1 | 8 | 3886124 |  | 31088992
215 | Providing installation, testing and commissioning of horizontal centrifugal pump having discharge capacity of 10 cusec against 40 ft - 45 ft head including pump, motor, bowl assembly, column set, pre-lubrication tank, foundation fixing and alignment, MCCB/control panel with all electrical cables, accessories and connections from transformer to pump including earthing and protection devices, complete suction piping inside the chamber (SS/MS/CI) and delivery piping up to the outlet basin (40–50 ft) of approved material (Fibre reinforced cement/upvc of suitable internal diameter size as approved by E-in-C) with all bends, flanges, valves, gaskets, supports and accessories, and carrying out all works necessary for energizing, testing and full-load commissioning of the complete pump set in all respects.. Pump shall have min. 82% efficiency which should be verified according to ISO 9906-1B standard. Material of pump casing shall be Gray cast iron EN-GJL-250 having impeller in Stainless Steel grade 1.4408. Pump shall be coated internally with epoxy paint. Material of pump shall be verified according to material test certificate EN 10204-3.1. Motor shall be of reputed manufacturer having min. IE3 efficiency class. Rating of motor to be 45 KW (60HP, 950 rpm)/6 pole, 3 phase, 50 Hz, 380/400 Volts. Manufacturer shall have its own testing facility to verify pumps hydraulic performance testing. Manufacturer shall have its own material testing lab to verify metallurgical testing. [including transportation and all overhead charges] | 1 | 6 | 4140119 |  | 24840714
216 | Providing installation, testing and commissioning of horizontal centrifugal pump having discharge capacity of 20 cusec against 30 ft - 35 ft head including pump, motor, bowl assembly, column set, pre-lubrication tank, foundation fixing and alignment, MCCB/control panel with all electrical cables, accessories and connections from transformer to pump including earthing and protection devices, complete suction piping inside the chamber (SS/MS/CI) and delivery piping up to the outlet basin (40 -- 50 ft) of approved material (Fibre reinforced cement/upvc of suitable internal diameter size as approved by E-in-C) with all bends, flanges, valves, gaskets, supports and accessories, and carrying out all works necessary for energizing, testing and full-load commissioning of the complete pump set in all respects.. Pump shall have min. 83% efficiency which should be verified according to ISO 9906-1B standard. Material of pump casing shall be Gray cast iron EN-GJL-250 having impeller in Stainless Steel grade 1.4408. Pump shall be coated internally with epoxy paint. Material of pump shall be verified according to material test certificate EN 10204-3.1. Motor shall be of reputed manufacturer having min. IE3 efficiency class. Rating of motor to be 75 KW (100HP, 950 rpm)/8 pole, 3 phase, 50 Hz, 380/400 Volts. Manufacturer shall have its own testing facility to verify pumps hydraulic performance testing. Manufacturer shall have its own material testing lab to verify metallurgical testing. [including transportation and all overhead charges] | 1 | 1 | 8178639 |  | 8178639
217 | Providing installation, testing and commissioning of vertical tubular casing pump with ever cleaning blades having discharge capacity of 40 cusec against 16-25 ft head including pump, motor, bowl assembly, column set, pre-lubrication tank, foundation fixing and alignment, MCCB/control panel with all electrical cables, accessories and connections from transformer to pump including earthing and protection devices, complete suction piping inside the chamber (SS/MS/CI) and delivery piping up to the outlet basin (40–50 ft) of approved material (Fibre reinforced cement/upvc of suitable internal diameter size as approved by E-in-C) with all bends, flanges, valves, gaskets, supports and accessories, and carrying out all works necessary for energizing, testing and full-load commissioning of the complete pump set in all respects. . Pump shall have min. 84% efficiency which should be verified according to ISO 9906-1B standard. Material of pump casing shall be Gray cast iron JL-1040 having propeller (ever cleaning blades) in Stainless Steel grade 1.4408. Pump and column pipe shall be coated internally and externally with epoxy paint. Material of pump shall be verified according to material test certificate EN 10204-3.1. Motor shall be of reputed manufacturer having min. IE3 efficiency class. Vertical solid shaft. Rating of motor to be 110 KW (150HP, 450 rpm)/8 pole, 3 phase, 50 Hz, 380/400 Volts. . Manufacturer shall have its own testing facility to verify pumps hydraulic performance testing. Manufacturer shall have its own material testing lab to verify metallurgical testing. [including transportation and all overhead charges] | 1 | 8 | 13004544 |  | 104036352
218 | Providing, installation, testing and comissioning of 5 Ton and more capacity Gantry Craine, with girder bridge type arrangement, fitted with electric motor for its operation and mobility, electric wiring and fixing in position, complete in all rspect. | 1 | 4 | 1472223 |  | 5888892
219 | Providing, installation, testing and comissioning of 10 Ton and more capacity Gantry Craine, with girder bridge type arrangement, fitted with electric motor for its operation and mobility, electric wiring and fixing in position, complete in all rspect. | 1 | 1 | 1315342 |  | 1315342
220 | Direct Rotary / Reverse Rotary drilling of bore for tubewell in all type of soil except shingle gravel and rock. i). 15 " To 18" ( 500 to 650 mm) | Rft | 8140 | 864.05 |  | 7033367
221 | Collection of lithological samples with sieve analysis at every 5 ft. interval or change of lithology whichever is earlier. | 1 | 1628 | 80 |  | 130240
222 | Furnishing sample of water from bore hole. | Per Set of 2 bottles | 37 | 232.8 |  | 8613.6
223 | Providing, installations testing and commissioning of 16” dia fiberglass blind pump housing casing with 6mm wall thickness having quick lock mechanical key joints complete in all respect as per specification and approved by the Engineer. | Rft | 2590 | 5371 |  | 13910890
224 | Providing and installation of Fibre Glass reducer 16”x10” with wall thickness 5.5 mm. complete in all respect as per specification and approved by the Engineer. | 1 | 74 | 35582 |  | 2633068
225 | Providing and installing Fiberglass Reinforced Polypropelene (FRP) strainer of specifid wall thickness having slot size of 0.9 mm to 1.10 mm in Tubewell borehole i/c the cost of male/female coupling with Nylone Strip,studs complete in all respect as approved and directed by the Engineer Incharge vi) 10" inch dia (6.35 mm thickness | Rft | 4440 | 3866.45 |  | 17167038
226 | Proving and installation of fiberglass Blank blind casing pipe dia 10” with 5.5” wall thickness. complete in all respect as per specification and approved by the Engineer. | Rft | 740 | 3583 |  | 2651420
227 | Providing and installing Fiber glass Reinforced Polypropelene (FRP) bail plug of specified wall thickness having slot size of 0.9 mm to 1.10 mm in Tubewell bore hole i/c the cost of male / female coupling with Nylone Strip, studs complete in all respect as approved and directed by the Engineer Incharge.vi) 10"dia (6.35mm thickness) | Rft | 370 | 3735.5 |  | 1382135
228 | Providing and installation of centralizer complete in all respect as per specification and approved by the Engineer. | 1 | 148 | 1148 |  | 169904
229 | Shrouding with graded pea gravel 3/8" to 1/8" arround tubewell casing in the bore hole. | Cft | 6520.88 | 186.65 |  | 1217122.252
230 | Testing and Development of tubewell of size 6"(150 mm ) and above continusly. ii) Above 1.5 cs Discharge | Hours | 2664 | 3253.1 |  | 8666258.4
231 | Supply and erection of copper conducter cables for service connection (rate for cable only), PVC insulated, PVC sheathed 4 core , 600/1100 volt non armoured cable. (7/0.064") | Rft | 1850 | 924.05 |  | 1709492.5
232 | Excavation of trenches in all kinds of soil except cutting rock, for watersupply pipelines upto 5 ft. (1.5 m) depth from ground level, including trimming, dressing sides leveling the beds of trenches to correct grade and cutting pits for joints, etc. complete in all respects. | 1000 | 118400 | 11293.9 |  | 1337197.76
233 | Providing,laying,testing and commissioning μPVC (Unplasticized Poly vinyl Chloride Pressure pipe of nominal diameter, conforming to PS-3051/BS-3505, Dadex/ Popular/ Beta or approved equivalent manufacturer,i/c the cost of solvent and specials complete as approved and directed by the Engineer Incharge. a)Class-D 12 inch | Lft | 14800 | 3565 |  | 52762000
234 | Providing,laying,testing and commissioning μPVC (Unplasticized Poly vinyl Chloride Pressure pipe of nominal diameter, conforming to PS-3051/BS-3505, Dadex/ Popular/ Beta or approved equivalent manufacturer,i/c the cost of solvent and specials complete as approved and directed by the Engineer Incharge. a)Class-D 3 inch | Lft | 555 | 500.3 |  | 277666.5 | 111056413.012
235 | Providing installation, testing, and commissioning of a 22.5 kW Solar PV system capable of running a horizontal centrifugal pump with discharge 2 cusec against 70 ft head, pump minimum 81% efficiency, including Tier-1 Bloomberg-certified mono / bi-facial N-type solar panels (JINKO / LONGI / JA / Canadian / AKCome / TW / Trina, 700+ W/panel, 23.5% efficiency), solar pump inverter INVT suitably rated for system capacity, mounted on 12 ft high L2/L3/L4 galvanized steel structure (14 gauge) with complete mechanical and civil works, DC and AC cabling with XLPE/PVC insulated tin-coated copper wires, combiner boxes, AC & DC breakers, SPDs (A+ grade), all distribution/protection boxes (12"×18"×18" SWG or equivalent), PVC pipes, flexible pipes (1–1.5"), thimbles (O-type, U-type with shrouds), Rawl bolts, nuts and bolts, complete earthing system, lightning arrestor, all civil works, foundations, and supports, all electrical connections for net metering with meter, transportation of all materials from warehouse to site, testing, commissioning, and manufacturer-provided maintenance/after-sales service for up to 2 years, complete in all respects as directed by the Engineer-in-Charge. | 1 | 87 | 1950150 |  | 169663050
236 | GNSS (Topographical) Surveying instrument with Base, Rover, Controller complete in all respect | 1 | 1 | 1829000 |  | 1829000
237 | Providing and supplying a complete aerial topographic survey package consisting of a professional RTK-enabled survey drone, high-resolution photogrammetry camera, licensed processing software, additional 8 batteries with charging hub, Ground Control Point (GCP) sets/markers, High graded RTK base station kit with tripod and pole, and 5 TB rugged NVMe SSD storage, complete in all respects (Equivalent: DJI Matrice 350 RTK Drone, Zenmuse P1c etc) | 1 | 1 | 4250000 |  | 4250000
238 | Providing and supplying a Total Station with angle accuracy ≤5″, EDM reflectorless range ≥500 m, prism range ≥1500 m, distance accuracy ±(2 mm + 2 ppm), 30× telescope, dual-axis compensator, rechargeable batteries with charger, prism set with pole, tripod, data storage/USB/Bluetooth interface, carrying case, calibration certificate, and all accessories complete. | 1 | 1 | 1475000 |  | 1475000
239 | Providing and supplying an automatic self-leveling Auto-Level with minimum 32× magnification, ±2 mm/km accuracy, dual-axis compensator, tripod, 2.5 m leveling staff, carrying case, calibration certificate, and all accessories complete. | 1 | 4 | 129800 |  | 519200
240 | Providing and supplying a high-performance workstation laptop with Intel Core i9-14900HX / AMD Ryzen 9 7940HX or higher, 64GB DDR5 RAM, 2TB NVMe Gen-5 M.2 SSD, dedicated NVIDIA RTX 4080 (12GB) or higher GPU, Windows 11 Pro, full-size keyboard with numeric pad, complete with premium laptop bag, wireless headphones (Sennheiser/Beats/Sony/Anker or equivalent), USB 3.2 Gen-2 (10Gbps) flash drive, and Logitech MX Master 3S wireless mouse or equivalent, complete in all respects. | 1 | 2 | 850000 |  | 1700000
241 | Providing installation, testing, and commissioning of a 64 kW Solar PV system capable of operating a horizontal centrifugal pump with discharge 10 cusec against 40 - 45 ft head, pump minimum 82% efficiency verified as per ISO 9906-1B standard, including Tier-1 Bloomberg-certified mono/ bi-facial N-type solar panels (JINKO / LONGI / JA / Canadian / AKCome / TW / Trina, 700+ W/panel, 23.5% efficiency), solar pump inverter INVT suitably rated for system capacity, mounted on 12 ft high L2/L3/L4 galvanized steel structure (14 gauge) with complete mechanical and civil works, DC and AC cabling using XLPE/PVC insulated tin-coated copper wires, combiner boxes, AC & DC breakers, SPDs (A+ grade), all distribution/protection boxes (12"×18"×18" SWG or equivalent), PVC pipes, flexible pipes (1–1.5"), thimbles (O-type, U-type with shrouds), Rawl bolts, nuts and bolts, complete earthing system, lightning arrestor, all civil works, foundations, and supports, electrical connections for net metering with meter, transportation of all materials from warehouse to site, testing, commissioning, and manufacturer-provided maintenance/after-sales service for 2 years, complete in all respects as directed by the Engineer-in-Charge. | 1 | 6 | 5061387.5 |  | 30368325
242 | Providing installation, testing, and commissioning of a 53.5 kW Solar PV system capable of running a horizontal centrifugal pump with discharge 10 cusec against 30–35 ft head, pump minimum 81% efficiency, including Tier-1 Bloomberg-certified mono / bi-facial N-type solar panels (JINKO / LONGI / JA / Canadian / AKCome / TW / Trina, 700+ W/panel, 23.5% efficiency), solar pump inverter INVT suitably rated for system capacity, mounted on 12 ft high L2/L3/L4 galvanized steel structure (14 gauge) with complete mechanical and civil works, DC and AC cabling with XLPE/PVC insulated tin-coated copper wires (DC 1-core 6 mm, AC 4-core 6 mm, 25 mm PVC/XLPE), combiner boxes, AC & DC breakers, SPDs (A+ grade), all distribution/protection boxes (12"×18"×18" SWG or equivalent), PVC pipes, flexible pipes (1–1.5"), thimbles (O-type, U-type with shrouds), Rawl bolts, nuts and bolts, complete earthing system, lightning arrestor, all civil works, foundations, supports, electrical connections for net metering with meter, transportation of all materials from warehouse to site, testing, commissioning, and manufacturer-provided maintenance/after-sales service for 2 years, complete in all respects as directed by the Engineer-in-Charge. | 1 | 7 | 4116450 |  | 28815150
243 | Providing installation, testing, and commissioning of a 107 kW Solar PV system for a horizontal centrifugal pump with discharge 20 cusec against 30 - 35 ft head, pump minimum 83% efficiency, including Tier-1 Bloomberg-certified mono/ bi-facial N-type solar panels (JINKO / LONGI / JA / Canadian / AKCome / TW / Trina, 700+ W/panel, 23.5% efficiency), solar pump inverter INVT suitably rated for system capacity, mounted on 12 ft high L2/L3/L4 galvanized steel structure (14 gauge) with complete mechanical and civil works, DC and AC cabling with XLPE/PVC insulated tin-coated copper wires (DC 1-core 6 mm, AC 4-core 6 mm, 25 mm PVC/XLPE), combiner boxes, AC & DC breakers, SPDs (A+ grade), all distribution/protection boxes (12"×18"×18" SWG or equivalent), PVC pipes, flexible pipes (1–1.5"), thimbles (O-type, U-type with shrouds), Rawl bolts, nuts and bolts, complete earthing system, lightning arrestor, all civil works, foundations, and supports, all electrical connections for net metering with meter, transportation of all materials from warehouse to site, testing, commissioning, and manufacturer-provided maintenance/after-sales service for up to 2 years, complete in all respects as directed by the Engineer-in-Charge. | 1 | 1 | 8787425 |  | 8787425
244 | Surface water Monitoring for Construction Phase | Lump Sump | 0 |  |  | 1300000
245 | Groundwater Monitoring for Construction Phase | Lump Sump | 0 |  |  | 700000
246 | Ambient Air Quality Monitoring for Construction Phase | Lump Sump | 0 |  |  | 500000
247 | Surface water MonitoringFor Operational Phase | Lump Sump | 0 |  |  | 500000
248 | Groundwater Monitoring For Operational Phase | Lump Sump | 0 |  |  | 500000
249 | Drinking Water Monitoring for Drinking Water & Groundwater Monitoring near disposal Pit | Lump Sump | 0 |  |  | 250000
250 | Groundwater Monitoring for Drinking Water & Groundwater Monitoring near disposal Pit | Lump Sump | 0 |  |  | 250000
251 | Training Session | Lump Sump | 5 | 100000 |  | 500000
252 | Emergency Plan | Lump Sump | 1 |  |  | 1500000
253 | Environmental Audit Cost | Lump Sump | 3 | 500000 |  | 1500000
254 | Site Visits by Regulatory Authorities | Lump Sump | 1 |  |  | 500000
255 | Sign Board for traffic management cost | Lump Sump | 1 |  |  | 125000
256 | Barricading Fence along Access Roads for traffic management cost | Lump Sump | 1 |  |  | 100000 | [7 empty] | 0
257 | Temporary Speed Breakers for traffic management cost | Lump Sump | 1 |  |  | 100000 | [5 empty] | 187601.82 | 40000 | 227601.82
258 | Controlling Dust Pollution for traffic management cost | Lump Sump | 1 |  |  | 175000 | [5 empty] | 101544.2 | 40000 | 141544.2
259 | Relocation of amenities and localized widening of road and barrier for traffic management cost | Lump Sump | 1 |  |  | 500000 | 9000000 |  |  |  |  | 134924 | 40000 | 174924
[12 empty] | 207719.6 | 40000 | 247719.6
[12 empty] | 274993.6 | 156780 | 431773.6
|  |  |  | Total |  | 2262037920.5903 | [5 empty] | 141014 | 40000 | 181014
[12 empty] | 301093.6 | 156780 | 457873.6
|  |  |  | Required |  | 2279229198.29 | [5 empty] | 143304 | 40000 | 183304
[12 empty] | 1426668.4 | 156780 | 1583448.4
|  |  |  | Diffrance |  | -17191277.6997 | 16069459 | [6 empty] | 3629203.22
4726644
[6 empty] | 6363.3003 | 11342815 | 2000000
[7 empty] | 3629203 | 225000
623
[7 empty] | 14972641 |  |  | 0

## ContractBOQ with out rates (2) (hidden)
MITIGATION OF WATER LOGGING IN DISTRICT RAHIMYARKHAN
BOQ
Sr. No | Item | Unit | Quantity | Rate |  | Amount Rupees (PKR)
|  |  |  | Rupees in Figure | Rupees in Words
1 | Earth Work in excavation of drains, irrigation channels through excavator/ drag lines in all kind of soil and conditions (dry, wet slush, daldal and under water ) including its disposal and preperation of working pad for operation of machinary. (rates includes 100ft lead) | 1000 | 69775243.96 |  |  |  |  | #REF!
2 | Dressing and levelling of earthwork to designed section etc complete in ii) ordinary or hard soil soil | 1000 | 26864727.17
3 | Transportation of earth all types when the total distance, including the lead covered in the item of work , is more than 1000 ft. |  | 0
| a) 500 ft | 1000 | 546147.5
| b) 750 ft | 1000 | 989635
| c) 1000 ft | 1000 | 275885.29
| d) 1250 ft | 1000 | 62477.5
| e) 1500 ft | 1000 | 549295
| f) 1750 ft | 1000 | 555572.5
| g) 2000 ft | 1000 | 18740
| h) 2500 ft | 1000 | 53390
| i) 2750 ft | 1000 | 75040
| j) 3000 ft | 1000 | 98265.75
| k) 3750 ft | 1000 | 187560
| l) 4250 ft | 1000 | 54772.5
| m) 4500 ft | 1000 | 125720
| n) 5500 ft | 1000 | 70367.5
| o) 6750 ft | 1000 | 4869.33
4 | Borrowpit excavation undressed lead upto 100 ft (30 metre) in a) ordinary soil with | 1000 | 0
| a) 250 ft | 1000 | 140702.285
| b) 500 ft | 1000 | 1887045.5
| c) 1000 ft | 1000 | 97969.465
| d) 1 mile | 1000 | 159193.8
5 | Rehandling of earthwork lead upto 50ft | 1000 | 1340460.5752
6 | Providing and erection at site of work:- iii) R.C.C. boundary pillar. (Complete in all respect including transportation, Cement concrete foundation, fixing, painting and lettering etc) | 1 | 1254
7 | Making boundary or service roads, including dag-belling, leveling and dressing:ii) in ploughed land: a) from 10.0 ft. to 20.0 ft. (3 to 6 m) wide | 1 | 1740
8 | Jungle clearance and removing within 100 ft. light | 1000 | 6885050
9 | Providing and fixing Enamelled steel plate gauge 4" wide 1/4" thick (including painting and lettering) 10 ft length | 1 | 5
10 | Excavation in foundation of building bridges and other structures including dagbelling, dressing, refilling around structure with excavated earth, watering and ramming lead upto one chain and lift upto 5 ft. in ordinary soil | 1000 | 1617
11 | Cement concrete plain including, placing, compacting, finishing and curing complete (including screening and washing of stones aggregate) | 100 | 0 |  |  |  | #REF!
| a) Nominal mix ratio 1:4:8 | 100 | 41070.5542 |  |  |  |  | 41070.5542 | 23362466.8526
| b) Nominal mix ratio 1:2:4 | 100 | 12898.7281 |  |  |  |  | 12898.7281
12 | Pacca brick work in foundation and plinth in cement sand mortar ratio 1:6. | 100 | 58371.5555 |  |  |  | #REF!
13 | Providing and laying damp proof course of cement 1:2:4 (using cement, sand and shingle), including bitumen coating with with 2 coats of bitumen: 1½" thick (40 mm). | 100 | 643.5
14 | Providing and laying damp proof course of cement 1:2:4 (using cement, sand and shingle), including bitumen coating with one coat of bitumen and one coat polythenesheet 500 gauge 1½" thick (40 mm). | 100 | 11220.6094 |  |  |  | #REF!
15 | Providing and laying damp proof course of cement 1:2:4 (using cement, sand and shingle), including bitumen coating with 2 coats of bitumen: 1½" thick (40 mm). | 100 | 427.5
16 | Pacca brick work other than building upto 10 ft. height in cement sand mortor ratio 1:3 | 100 | 1348.1016
17 | Cement plaster 1:4 upto 20 ft. height, 3/8" thick | 100 | 3805.725
18 | Providing and applying weather shield paint of approved quality on external surface of building including preparation of surface, application of primer complete in all respect: | 100 | 61675.4043 |  |  |  | #REF!
19 | Writing letter or figures per letter per inch height | 1 | 8250
20 | Carriage of 100 Cf t. (2.83 cu.m) of all materials like stone aggregate, spawl, kankar lime (unslaked), surkhi , etc. or 150 Cf t. (4.25 cu.m) timber, by truck or by any othermeans owned by the contractor from Sakhi Sarwar Quarry to site 275 Km including first 11KM hilly area. |  | 0
| DPC | 100 | 70.785
| PCC 1:2:4 | 100 | 5036.5815 |  |  |  | #REF! | #REF!
| PCC 1:4:8 | 100 | 30772.1446 |  |  |  | #REF! | #REF!
| RCC 1:1.5:3 | 100 | 106108.0562
| Base | 100 | 2183.8
| T.S.T | 100 | 268.5
| RCC 1.2.4 | 100 | 24736.4952 |  |  |  | #REF! | #REF! | 0
| DPC 1.2.4 | 100 | 1234.267 |  |  |  | #REF! | #REF!
| Dry Hand Pack Stone | 100 | 15224.7638
21 | Precast reinfoced cement concrete type "C" 1:2:4. | 1 | 786.04
22 | Fabrication of mild steel reinforcement for cement concrete including cutting bending laying in position etc. complete in all respect. (deformed bars) Grade 40 | 100 | 1796.01
23 | Carriage of consignment job upto 5 KMs Average | 1 | 457
24 | Placing boundary pillars in position, including digging pits. | 1 | 457
25 | Preparing surface and painting with emulation paint 3 coat. | 100 | 1599.5
26 | Writing letter or firgures per letter per inch height (three figure each side). | 1 | 4570
27 | Earthwork excavation undressed lead upto a single throw of Kassi, phaorah or shovel: In ordinary soil. | 1000 | 245
28 | Cement concrete plain including placing, compacting, finishing and curing complete (including screening and washing of stone aggregate) Ratio 1: 2: 4 | 100 | 367.5
29 | Providing, laying, cutting, jointing, testing and disinfecting G.I. pipeline in trenches, with socket joints, using G.I. pipes of B.S.S. 1387-1967 complete in all respects, with specials and valves. i) 4" i/d (100 mm) 3.65mm thick | 1 | 560
30 | Carriage of 100 Cft of all material like stone aggregate, spawl, kankar, lime (unsoaked) surkhi etc by truck or by any other means owned by the contractor, lead 300Km.(From Sakhi Sarwar) | 100 | 323.4
31 | Dismantling brick work in lime or cement mortar | 100 | 1823.0675
32 | Dismantling and removing road pavement, etc.,including screening and stacking of byproducts upto one chain lead (30 metre). | 100 | 4635
33 | Dismantling cement concrete reinforced, separating reinforcement from concrete, cleaning and straightening the same. | 100 | 13340.27
34 | Excavation in foundation of building, bridges and other structures, including dagbelling, dressing, refilling around structure with excavated earth, watering and ramming lead up to one chain and lift upto 5 ft. In ordinary soil (above 5 ft depth) | 1000 | 588089.4262 |  |  |  | 0 |  | 63826446.6244
35 | Providing and Fabrication of mild steel reinforcement for cement concrete, including cutting, bending, laying in position, 13 making joints and fastenings, including cost of binding wire and labour charges for binding of steel reinforcement (also includes removal of rust from bars):- Deformed bars (Grade-60). | 100 | 1015459.2095 |  |  |  | #REF!
36 | Providing and laying reinforced cement concrete (including prestressed concrete), using Sulphate resisting cement; coarse sand and screened graded and washed aggregate, in required shape and design, including forms, moulds, shuttering, lifting, compacting, curing, rendering and finishing exposed surface, complete 2) Plastering done under soffit of R.C.C. (but excluding the cost of steel reinforcement, its fabrication and placing in position etc.) |  | 0
a) | Reinforced cement concrete in roof slab, beams, columns lintels, girders and other structural members laid in situ or precast laid in position, or prestressed members cast in situ, complete in all respects. Type B (nominal mix 1:1.5:3) | 1 | 174842.0531
b) | Reinforcement cement concrete in slab of rafts/strip foundation, base slab of column and retaining walls, etc and other structural members not requiring form work(i.e horizontal shuttering) complete in all respect: Type B (Nominal Mix 1:1.5:3 ) | 1 | 77484.5118
37 | Providing and embedding 10"(250mm) wide PVC water stopper in expansion joints of RCC structures (Retaining walls, water tanks, Slabs) complete in all respect. 10mm thick | 1 | 6423.48
38 | Bitumen coating to plastered or cement concrete surface. 14 lbs per 100 Sft (6.35 Kg. per Sq.m) | 100 | 99728.8136
39 | Providing, laying, cutting, jointing, testing and disinfecting PVC/ uPVC pipe line with `B' Class working pressure complete in all respects:- 4" i/d (100 mm) | 1 | 11417 |  |  |  | #REF!
40 | Providing and fixing 4" dia P.V.C pipe. | 1 | 48
41 | Supply and erection PVC pipe for recessed wiring (main and sub-main) purpose, including bends, specials, etc. in floor, wall or trenches:- 80mm dia (3 inch) | 1 | 169.5
41 | Providing and laying R.C.C. pipe sewers, moulded with cement concrete 4000 psi conforming to Specification C-76-20, Class II. Wall B, including carriage of pipe from factory to site of work, lowering in trenches to correct alignment and grade, jointing with rubber ring,cutting pipes where necessary, testing, etc., complete. 24 inch internal dia | 1 | 624
43 | Providing and laying sub-base course of stone productof approved quality and grade, including placing, mixing, spreading and compaction of sub-base material torequired depth, camber, grade to achieve 100% maximum modified AASHTO dry density, including carriage of all material to site of work except gravel and. aggregate. Crushed stone aggregate. | 100 | 4715
44 | Providing and laying base course of crushed stone aggregate of approved quality and grade, and supply and spreading of stone screening, including placing, mixing,spreading and compaction of base course material to required depth, camber and grade to achieve 100% maximum modified AASHTO dry density, including carriage of all materials to site of work except gravel and. aggregate. | 100 | 2615
45 | Providing and laying road edging of 3" (75 mm) wide and 9" (225 mm) deep brick on end, complete in all respects | 1 | 700
46 | Providing surface treatment of roads,including supply of bitumen and bajri/crushed stone aggregate of approved quality,including cleaning of road urface,heating,spraying bitumen,spreading bajri and rollingetc.complete including carriageof all material stosite of work excep tbajjri/crushed stone aggregate for which supply with in miles (5.0km) is included in the rate. |  | 0
a | 1st coat 35 lbs. bitumen, and 4 Cft. bajri of nominal size 1" (25 mm) per 100 sq. feet or 1.72 Kg bitumen and 0.017 cu.metre bajri per square metre.. | 100 | 5230
b | 2nd coat 18 lbs. bitumen, and 2 Cft. bajri of nominal size ½" (13 mm) per %sft or 1.23 Kg bitumen and 0.008 cu. metre bajri per sq.metre. | 100 | 5230
c | 3rd coat 14 lbs. bitumen, and 1.5 Cft. bajri of nominal size ¼" (6 mm) per %sft or 0.69 Kg bitumen and 0.005 cubic metre bajjri per sq.metre. | 100 | 5230
47 | Borrow pit excavation undressed lead up to 100 ft in ordinary soil. | 1000 | 123165
48 | Cement plaster 1:3 upto 20' (6.00 m) height 1/2" (13 mm) thick. | 100 | 15594.5
49 | Providing and laying base course. | 100 | 2100
50 | Providing surface treatment to roads, including supply of bitumen and bujri /crushed stone aggregate of approved quality, including cleaning of road surface, heating and spraying bitumen, spreading bajri and rolling with road roller (including its operation cost, fuel and hire charges, etc.) etc. complete including carriage of all materials to site of work except bajjri/crushed stone aggregate. | 100 | 2800
51 | Providing and fixing Neoprene bearing pad with laminated steel plate top and bottom. Size (14" x 9" x 1.75") | Cu. Inch | 304.64
52 | Plain wood work for regulation karries or needles, etc. including sawing, planning, wroughting wood and providing and fixing steel parts of karries i.e. end strip and rods, etc. b) Shisham wood | 1 | 202.95
53 | Credit old material - steel | 1 | -26974.04 | [7 empty] | 208561226
54 | Credit old material - brick batts | 100 | -1823.07 |  |  |  | 0 | 208561226 | 208561226 |  | 298172488
55 | Extra for slush or Daldal including dewatering. | 1000 | 333466.1689 | [5 empty] | 36383456.567
56 | Pacca brick work other than buildings upto 10 feet height. Cement sand mortar ratio 1:4 | 100 | 13799.15
57 | Providing and placing poly sulphide joint sealent 1" wide and 1" deep. | 1 | 1670
58 | Dismantling stone or spawl pitching and apron in silted condition. | 100 | 93240 |  |  |  | 89611262 | 0 | -89611262 |  |  | 89611262
59 | Supply and dumping at site, without boat, including handling of materials within three chains (90 m) | 100 | 126000 | [6 empty] | 118949964
60 | Providing and laying stone pitching/filling, dry hand packed, as filling behind retaining walls or in pitching and aprons. | 100 | 50517.8
61 | Formation dressing and preparing subgrade, on slope | 100 | 94646.5469
62 | Formation dressing and preparing subgrade, in bed. | 100 | 15600.14
63 | Providing and laying graded bajri 1/8" to 1/2" size on slope. | 100 | 32048.5048
64 | Providing and laying graded bajri 1/2" to 2" size on slope. | 100 | 32048.5048
65 | Providing and laying graded bajri 1/8" to 1/2" size on level. | 100 | 5305.089
66 | Providing and laying graded bajri 1/2" to 2" size on level. | 100 | 5305.089
67 | Providing and laying stone for top layer only, on slope. | 100 | 97109.8429
68 | Providing and laying stone for top layer only, on Level | 100 | 15372.42
69 | Carriage of 100 Cft of all material like stone aggregate, spawl, kankar, lime (unsoaked) surkhi etc or 150 Cft of timber by truck or by any other means owned by the contractor, lead 275 Km. | 100 | 364527.734
70 | Credit to old material |  | 0
| Steel | 1 | 2535
| Brick batts | 100 | 1819.13 |  |  |  | 0 | 50492531
71 | Excavation in foundation of building, bridges, and other structures, including dag belling, dressing refilling around structure with excavated earth, watering and ramming lead upto one chain (30m)and lift upto 5' (1.5 m) (b) in ordinary soil.1)By Manual | 1000 | 20161.0006 |  |  |  | #REF! | #REF! | 0
72 | Spraying termite proofing by using liquid FMC / Biflex/ Terminex Exin/Ms Hextaror equivalent@specified suspension concenterate (SC), MixingAbility-HEXTAR with Ratio (1:250)= 540 Sft or equivalent approved liquid applying with shower and certificate will be provided by the contractor for10-years complete in all respect.as approved by the Engineer Incharge. | 1 | 18814.5 |  |  |  | #REF! | #REF!
73 | Providing and laying vertical damp proof course with cement sand plaster and bitumen coating with one coat of bitumen and one coat of polythene sheet 500 gauge-Ratio 1:3 a) ½ " thick (13 mm) | 100 | 13211.49 |  |  |  | #REF!
74 | Filling watering ramming earth under floors with surplus earth from foundation etc. | 1000 | 37224.37 |  |  |  | #REF!
75 | Pacca brick work in ground floor. Cement sand mortar Ratio 1:4. | 100 | 10763.3 |  |  |  | #REF! | #REF!
76 | Providing and laying reinforced cement concrete (including prestressed concrete), using Sulphate resisting cement; coarse sand and screened graded and washed aggregate, in required shape and design, including forms, moulds, shuttering, lifting, compacting, curing, rendering and finishing exposed surface, complete 2) Plastering done under soffit of R.C.C. (but excluding the cost of steel reinforcement, its fabrication and placing in position etc.) |  | 0 |  |  |  | #REF! | #REF!
a) | Reinforced cement concrete in roof slab, beams, columns lintels, girders and other structural members laid in situ or precast laid in position, or prestressed members cast in situ, complete in all respects. Type B (nominal mix 1:2:4) | 1 | 5704.1346 |  |  |  | #REF! | #REF!
b) | Reinforcement cement concrete in slab of rafts/strip foundation, base slab of column and retaining walls, etc and other structural members not requiring form work(i.e horizontal shuttering) complete in all respect: Type B (Nominal Mix 1:2:4) | 1 | 681.0891 |  |  |  | #REF! | #REF!
77 | Providing and fixing windows consisting of M.S box section frame 2" x 1½" ( 50 x 40mm) Leaves frame 1½" x 1" (40 x 25 mm) box section frame for glazing 3/8" x 3/8" (10 x 10 mm) using 16 SWG sheet 'U' shaped rubber supported with 1" x 1/8" (25 x 3 mm) M.S. flat for fixing 3/16" (5 mm) thick glass panes M.S. box section 1/2" x 1/2" (13 x 13 mm) of 16 SWG for fixing 24 SWG wire gauge on outer side by means of 3/4" x 1/8" (20 x 3 mm) M.S. flat and screws including grill of M.S. flat 1/2" x 1/8" (13 x 3 mm) or 1/4" x 1/4" (6 x 6 mm) square bar with independent frame of 1/2" x 1/2" (13 x 13 mm) box section of 16 SWG i/c all C.P fitting and painting 3 coats complete in all respect. | 1 | 1184 |  |  |  | #REF! | #REF!
78 | Providing and fixing mild steel chowkat of doors windows C. windows etc. including holdfast making and threading 18 holes for hinges etc. complete 1½" x 1½" x 1/4" (40 x 40 x 6 mm) welded with M.S. flat 2" x 1/4" (50 m M.S. angle iron). | 1 | 5302 |  |  |  | #REF!
79 | Making and fixing steel grated door with 1/16" thick sheeting, including angle iron frame 2" x 2" x 3/8"and 3/4" square bars 4" centre to centre. with locking arrangement (Two No.). | 1 | 1813 |  |  |  | #REF! | #REF!
80 | Providing and laying single layer of tile 9" x 4½" x 1½" laid over 4" earth and 1" thick mud plaster without bhoosa, grouted with cement mud (1:3) on top of R.C.C. roof, slab, provided with 34 lbs. per % Sft. Or 1.72 Kg./Sq.m. bitumen coating sand blinded. | 100 | 3535.8125 |  |  |  | #REF! | #REF!
81 | Providing and laying polythene sheet under floor or roof complete 500 gauge. | 1 | 43350.1888 |  |  |  | #REF!
82 | Supplying and filling sand under floor or plugging in wells. | 100 | 8934.8275 |  |  |  | #REF!
83 | Providing and laying watering and ramming brick ballast 1½" to 2" (40 mm to 50 mm) mixed with 25% sand for floor foundation complete in all respect. | 100 | 10919.7875 |  |  |  | #REF!
84 | Cement plaster 1:4 upto 20' (6.00 m) height 1/2" (13 mm) thick. | 100 | 140437.4163 |  |  |  | #REF! | #REF!
85 | Cement plaster 3/8" (10 mm thick under soffit of R.C.C. roof slabs only, upto 20' height (Ratio 1:3). | 100 | 4237.24 |  |  |  | #REF! | #REF!
86 | Cement pointing struck joints on wall upto 20' (6m) height (a) Ratio 1:2 including extra cost of labour and material for red oxide pigment in cement pointing to match with the colour of bricks. | 100 | 83405.59 |  |  |  | #REF! | #REF!
87 | Providing and installing P.V.C. bends, of B.S.S.b) 4" i/d (100 mm) | 1 | 658 |  |  |  | #REF! | #REF!
88 | Making top khurra on roof 2' x 2' x 6". | 1 | 154 |  |  |  | #REF! | #REF!
89 | Distempering:- 3 coat | 100 | 118808.2275 |  |  |  | #REF! | #REF!
90 | Preparing surface and painting of doors and windows any type (including edges):- | 100 | 12309 |  |  |  | #REF! | #REF!
91 | Fabrication of heavy steel work, with angle, tees, flat iron round iron and sheet iron for making trusses, girders, tanks, etc., including cutting, drilling, revitting, handling, assembling and fixing, but excluding erection in position. | 100 | 12393.4727 |  |  |  | #REF! | #REF!
92 | Supply and erection of PVC pipe for wiring recessed in walls, including inspection boxes, pull boxes, hooks, cutting jharries and repairing surface, etc. complete with all specials. |  | 0 |  |  |  | #REF! | #REF!
| a) 20mm (3/4") i/d. | 1 | 12520 |  |  |  | #REF! | #REF!
| b) 25 mm (1") i/d | 1 | 6560 |  |  |  | #REF! | #REF!
| c) 50 mm (2") i/d | 1 | 555 |  |  |  | #REF! | #REF!
93 | Supply and erection of single core PVC insulated copper conductor cables, in prepaid P.V.C. pile/M.S. conduit/G.I. pipe/wooden strip batten/wooden casing and caping/G.I. wire/trenches (rate for cables only) (a) 250/440 volts, P.V.C. insulated. |  | 0 |  |  |  | #REF! | #REF!
| a) 3/0.74mm (3/0.029"). | 1 | 36960 |  |  |  | #REF! | #REF!
| b) 7/0.74mm (7/0.029"). | 1 | 13020 |  |  |  | #REF! | #REF!
94 | Supply and erection of copper conductor cable for service connection in prepaid pipe/G.I. wire/trenches, etc. (rate for cable only) (a) PVC insulated, PVC sheathed, twin core, 250/440 volts 7/0.44" (7/1.12mm). | 1 | 19680 |  |  |  | #REF! | #REF!
95 | Supply and connection of M.S. sheet box of 16 SWG, 10 cm (4") deep with 4.75 mm thick (3/16") bakelite sheet top, for recessed wiring, including making holes for regulators switches, plugs etc. |  | 0 |  |  |  | #REF! | #REF!
| a) 10 x 10 cm (4" x 4"). | 1 | 219 |  |  |  | #REF! | #REF!
| b) 17.5 x 10 cm (7" x 4"). | 1 | 432 |  |  |  | #REF! | #REF!
| c) 22.5 x 10 cm (9" x 4"). | 1 | 128 |  |  |  | #REF! | #REF!
96 | Supply and erection of switches 5 amp. Piano Type. | 1 | 4100 |  |  |  | #REF! | #REF!
97 | Supply and erection of ceiling rose, bakelite. | 1 | 744 |  |  |  | #REF! | #REF!
98 | Supply and erection of 3 pin switch and plug combined recessed type (ii) 10/15 amp. | 1 | 37 |  |  |  | #REF! | #REF!
99 | P/F wall mounted DB (Distribution Board) made with 16SWG Sheet (Recessded/Surface mounted Type), Powder coated Paint, i/c the cost of Lock, Indication lights,Thimble, Copper Comb, Wiring, Netural & Earth Bar, Door Earthing, Digital Voltmeter,Digital Ammeter,Volt Selector Switch,Ammeter selector switch,Current Transformers and Controles Complete in all respect as approved and directed by the Engineer Incharge (Breakers will be Paid Separately)(a) 6" deep (i) 20~60A | 1 | 37 |  |  |  | #REF! | #REF!
100 | Suppling,Installation and comissioning of MCB (Miniature Circuit Breaker) of specified rating made of LEGRAND FRANCE/ GE U.S.A / SCHNEIDER GERMANY /SIEMEN GERMAN/TERASAKI JAPAN/ ABB SWITZERLAND in prelaid DBs and Panels i/c the cost of screwes,necessary wire complet Single Pole(iii) 6-63 Amp (10 KA) | 1 | 222 |  |  |  | #REF! | #REF!
101 | Supplying, Installation and commissioning of MCCB (Moulded Case Circuit Breaker)of specified rating made of LEGRAND FRANCE /GEU.S.A/ SCHNEIDER GERMANY/ TERASAKI JAPAN/ SIEMEN/ ABBSWITZERLAND or approved equivalent manufacturer (withfixedThermal-MagneticTrip)in prelaid DB sand Panels i/c the cost of screws, necessary wire complete in all respect as approved and directed by the EngineerIncharge. a) Triple Pole (ii) 15-100 Amp (10 KA,15KA) | 1 | 74 |  |  |  | #REF! | #REF!
102 | Supplying, Installation and commissioning of MCCB (Moulded Case Circuit Breaker)of specified rating made of LEGRAND FRANCE /GEU.S.A/ SCHNEIDER GERMANY/ TERASAKI JAPAN/ SIEMEN/ ABBS WITZERLAND or approved equivalent manufacturer (withfixedThermal-MagneticTrip)in prelaid DB sand Panels i/c the cost of screws, necessary wire complete in all respect as approved and directed by the EngineerIncharge. a) Triple Pole With Adjustable Thermal-Magnetic Trip /Electronic Trip (60-100%) (i) 25-100 Amp | 1 | 37 |  |  |  | #REF! | #REF!
103 | Supply and erection of tube light, including rod, choke, starter with frame, flexible wire, including connection from ceiling rose, etc., complete ii)single rod (40 watts) with one choke and one starter. | 1 | 707 |  |  |  | #REF! | #REF!
104 | Supply and erection of bakelite button holder shade, large size | 1 | 111 |  |  |  | #REF! | #REF!
105 | Single layer of tiles 9"x4½"x1½" (225x113x40 mm) laid over 4"(100 mm) earth and 1" (25 mm) mud plaster without Bhoosa, grouted with cement sand 1:3 on top of RCC roof slab, provided with 34 lbs. per %Sft. or 1.72 Kg/Sq.m bitumen coating sand blinded. | 100 | 5447.5326
106 | Providing and fixing windows consisting of M.S. box section frame 2"x1½", (50x40mm) leaves frame 1½"x1" (40x25mm) box section frame for glazing 3/8"x3/8" (10x10mm) using 16 SWG sheet 'U' shaped rubber supported with 1"x1/8" (25x3mm) M.S. flat for fixing 3/16" (5 mm) thick glass panes M.S. box section ½"x½" (13x13mm) of 16 SWG for fixing 24 SWG wire gauze on outer side by means of ¾"x1/8" (20x3mm) M.S. flat and screws including grill of M.S. flat ½"x1/8" (13x3mm) or ¼"x¼" (6x6mm) square bar with independent frame of ½"x½" (13x13mm) box section of 16 SWG i/c all C.P. fitting and painting 3 coats complete in all respect. | 1 | 1983.6
107 | Making and fixing steel grated door with 1/16" thick 1.5mm) sheeting, including angle iron frame 2"x2"x3/8" (50x50x10 mm) and ¾" (20 mm) square bars 4" (100 mm) | 1 | 908
108 | Distempering:- 2 coats | 100 | 19399.647
109 | Providing and fixing 1¼x1¼"x3/16" (31x31x5 mm) angle" iron step, in manhole chambers, including carriage and setting the same in work to correct lines and levels. | 1 | 369
110 | Providing/fixing stair railing consisting of M.S. Box section size 1-1/2"x3" of 16 SWG welded with M.S. flat 1"x1/8" continuously and welded over M.S. square bars 5/8"x5/8"punched in M.S. flat 2 ¾' high @ 5½" c/c fixed in steps of stair I/C painting 3 coats complete. | 1 | 111.86
111 | Providing and fixing trash rack as per drawing | 1 | 2800
112 | Providing and layingTuff Pavers, having 7000PSI ,crushing strength of approved manufa cturer, over2"to3" sand cushion i/c grouting withsand in joints i/c finishing to require slope . complete in all respect. (50% Grey / 50% Coloured) 60-mm thick | 1 | 9477.0586
113 | Providing & laying graded bajri ½" to 2" gauge on level (including carriage). | 100 | 2287.97
114 | 1½"(40 mm) thick mosaic flooring, consisting of ½ " mosaic topping of one part of cement and marble powder in the ratio of 3:1 and two parts of marble chips, laid over 1"(25 mm) thick floor of 1:2:4 cement concrete, including rubbing and polishing complete with finishing :-using grey cement | 100 | 5447.5326
115 | Mosaic dado or skirting with one part of cement and marble powder in the ratio of 3:1 and two parts of marble chips, laid over ½"(13 mm) thick cement plaster 1:3, including rubbing and polishing, complete with finishing:(a) using grey cement: i) 1/2"(13 mm) thick | 100 | 385.13
116 | Providing and fixing marble strip of any shade for dividing the mosaic flooring into panels(a) Size 1½" x 3/8" (40 x 10 mm) | 1 | 2922.31
117 | Supply and erection of backlite button holder shade, large size. | 1 | 596
118 | Suppling,Installation and comissioning of MCB (Miniature Circuit Breaker) of specified rating made of LEGRAND FRANCE/ GE U.S.A / SCHNEIDER GERMANY /SIEMEN GERMAN/TERASAKI JAPAN/ ABB SWITZERLAND in prelaid DBs and Panels i/c the cost of screwes,necessary wire completb) Double Pole(iii) 6-63 Amp (10 KA) | 1 | 5
119 | Suppling,Installation and comissioning of MCB (Miniature Circuit Breaker) of specified rating made of LEGRAND FRANCE/ GE U.S.A / SCHNEIDER GERMANY /SIEMEN GERMAN/TERASAKI JAPAN/ ABB SWITZERLAND in prelaid DBs and Panels i/c the cost of screwes,necessary wire complet Single Pole(iii) 6-63 Amp (10 KA) | 1 | 29
120 | Providing and fixing Pakistan Energy Label NEECA approved Copper winded wall bracket Fan i/c the cost of necessary cable and hardware for connection as approved and directed by Engineer Incharge.ii) 24" Sweep dia | 1 | 34
121 | Barrow pit excavation undressed lead up to 100 ft in ordinary soil. | 1000 | 58871.79
122 | Compaction of earth work with power Road Roller, i.c ploughing mixing, moistening earth to optimum moisture content in layer etc; complete 90 % maximum modified AASHO dry denisty | 1000 | 58871.79
123 | Earthwork excavation in irrigation channels, drains, etc. to designed section, grades and profiles, excavated material disposed off undressed within 50 ft. (15 m) lead:- ordinary Soil | 1000 | 14550.01
| Cement plaster 1.5" (40 mm) thick ratio 1:6:- |  | 0
| a) In bed | 100 | 2500
| b) On slope | 100 | 3876
124 | Cement concrete lining, using washed screened and graded stone aggregate:- |  | 0
| a) In bed, ratio 1:2:4 | 100 | 856.25
| b) On slope, ratio 1:2:4 | 100 | 1327.53
125 | Providing and placing cement, sand and bituminous joint sealant in ratio 1:2:3, 1/2" wide, 1" deep. | 1 | 637.6
126 | Bitumen coating to plastered or cement concrete surface:- 10 lbs. per 100 Sft. | 100 | 318.8
127 | Excavation in foundation of building, bridges, and other structures, including dag belling, dressing refilling around structure with excavated earth, watering and ramming lead upto one chain (30m)and lift upto 5' (1.5 m) (b) in ordinary soil.By Manual | 1000 | 46483.3931 |  |  |  | 0 | 31715324 | 31715324
128 | Providing and laying reinforced cement concrete (including prestressed concrete), using Sulphate resisting cement; coarse sand and screened graded and washed aggregate, in required shape and design, including forms, moulds, shuttering, lifting, compacting, curing, rendering and finishing exposed surface, complete 2) Plastering done under soffit of R.C.C. (but excluding the cost of steel reinforcement, its fabrication and placing in position etc.) |  | 0
129 | Providing and laying dry, hand packed stone apron as per drawing | 100 | 11277.6028
130 | Excavation in foundation of building, bridges, and other structures, including dag belling, dressing refilling around structure with excavated earth, watering and ramming lead upto one chain (30m)and lift upto 5' (1.5 m) (b) in ordinary soil. By Manual | 1000 | 72531.6637 |  |  |  | 0
131 | Spraying antitermite liquid mixed with water ratio 1:40 | 1 | 88776.1875
132 | Pacca brick work in ground floor. Cement sand mortar Ratio 1:4 | 100 | 47794.11
133 | Providing and laying reinforced cement concrete (including prestressed concrete), using Sulphate resisting cement; coarse sand and screened graded and washed aggregate, in required shape and design, including forms, moulds, shuttering, lifting, compacting, curing, rendering and finishing exposed surface, complete 2) Plastering done under soffit of R.C.C. (but excluding the cost of steel reinforcement, its fabrication and placing in position etc.) - a) Reinforced cement concrete in roof slab, beams, columns lintels, girders and other structural members laid in situ or precast laid in position, or prestressed members cast in situ, complete in all respects. Type C (nominal mix 1:2:4) | 1 | 21724.43
134 | Providing and fixing windows consisting of M.S box section frame 2" x 1½" ( 50 x 40mm) Leaves frame 1½" x 1" (40 x 25 mm) box section frame for glazing 3/8" x 3/8" (10 x 10 mm) using 16 SWG sheet 'U' shaped rubber supported with 1" x 1/8" (25 x 3 mm) M.S. flat for fixing 3/16" (5 mm) thick glass panes M.S. box section 1/2" x 1/2" (13 x 13 mm) of 16 SWG for fixing 24 SWG wire gauge on outer side by means of 3/4" x 1/8" (20 x 3 mm) M.S. flat and screws including grill of M.S. flat 1/2" x 1/8" (13 x 3 mm) or 1/4" x 1/4" (6 x 6 mm) square bar with independent frame of 1/2" x 1/2" (13 x 13 mm) box section of 16 SWG i/c all C.P fitting and painting 3 coats complete in all respect. | 1 | 3276
135 | Providing and fixing 1½" (40 mm) thick solid flush door shutter sterling or equivalent with commercial ply (5mm thick) on both sides double pressed and deodar wood lapping 1½" x 3/8" (40 mm x 10 mm) around shutter including chromium plated fitting, iron hinges with aluminum kick plate 22 SWG on both sides and finger plate complete in all respect. | 1 | 3822
136 | Providing and laying single layer of tile 9" x 4½" x 1½" laid over 4" earth and 1" thick mud plaster without bhoosa, grouted with cement mud (1:3) on top of R.C.C. roof, slab, provided with 34 lbs. per % Sft. Or 1.72 Kg./Sq.m. bitumen coating sand blinded. | 100 | 33854.8438
137 | 1½"(40 mm) thick mosaic flooring, consisting of ½ " mosaic topping of one part of cement and marble powder in the ratio of 3:1 and two parts of marble chips, laid over 1"(25 mm) thick floor of 1:2:4 cement concrete, including rubbing and polishing complete with finishing :-using grey cement | 100 | 22325.3713
138 | Mosaic dado or skirting with one part of cement and marble powder in the ratio of 3:1 and two parts of marble chips, laid over ½"(13 mm) thick cement plaster 1:3, including rubbing and polishing, complete with finishing:(a) using grey cement: i) 1/2"(13 mm) thick | 100 | 14054.04
139 | Providing and fixing marble strip of any shade for dividing the mosaic flooring into panels(a) Size 1½" x 3/8" (40 x 10 mm) | 1 | 22750
140 | Cement concrete plain including, placing, compacting, finishing and curing complete (including screening and washing of stones aggregate) |  | 0
141 | Cement plaster 3/8" (10 mm thick under soffit of R.C.C. roof slabs only, upto 20' height (Ratio 1:3). | 100 | 21116.55
142 | Providing and fixing sliding; bolt to doors iron sliding bolt, 10" (250 mm) long. | 1 | 182
143 | Providing and fitting glazed earthen ware water closet, squatter type (Orisa pattern) combined with foot rest white. | 1 | 91
144 | Providing and fitting "P" trap 10 cm (4") glazed. | 1 | 273
145 | Providing and Fixing chromium plated bib cock (ii)1.5 cm (1/2"). | 1 | 364
146 | Providing & fitting plastic made low down flushing cistern 13.63 litre (3 gallons) capacity, including bracket set, copper connection, etc. complete (i) white. | 1 | 91
147 | Providing and installing P.V.C. tees, of B.S.S.Class `B' working pressure:-b) 4" i/d (100 mm) | 1 | 364
148 | Providing,laying,testing and commissioning of POLYPROPYLENE RANDOM COPOLYMER (PPRC water supply pipe ( Dadex/ Popular/ Beta or approved equivalent manufacturer, withs pecified pressure rating PN (PRESSURE NOMINAL) and conforming to DIN8077-8078 codei/ccost of solvent,specials,making jharries complete in all respect as approved and directed by Engineer Incharge.(Internal/ExternalDiametersmentioned). a) PN-16 pipe |  | 0
i | a) 20mm | 1 | 9100
ii | b) 25mm | 1 | 4550
149 | Providing and fixing looking glass (mirror) 22" x 16" (55 x 40) cm, and 5 mm thick glass first quality. | 1 | 91
150 | Providing and fixing stainless steel sink with drain board, size 120 x 60 cm (48 x 24") including bracket set, waste pipe and waste coupling. | 1 | 91
151 | Providing and fitting. |  | 0
| a) Plastic soap dish. | 1 | 91
| b) Plastic towel rail. | 1 | 91
| c) plastic shelf 60x13cm (24" x 5") with bracket and railing. | 1 | 91
152 | Providing and fixing chromium plated tee stop cock 15 mm (1/2"). | 1 | 91
153 | Supply and erection of wall socket with 3 pin 5 amp shoe. | 1 | 256 |  |  |  | #REF! | #REF!
154 | Supply and erection of 3 pin switch and plug combined recessed type (ii) 10/15 amp. | 1 | 182
155 | P/F wall mounted DB (Distribution Board) made with 16SWG Sheet (Recessded/Surface mounted Type), Powder coated Paint, i/c the cost of Lock, Indication lights,Thimble, Copper Comb, Wiring, Netural & Earth Bar, Door Earthing, Digital Voltmeter,Digital Ammeter,Volt Selector Switch,Ammeter selector switch,Current Transformers and Controles Complete in all respect as approved and directed by the Engineer Incharge (Breakers will be Paid Separately)(a) 6" deep (i) 20~60A | 1 | 91
156 | Suppling,Installation and comissioning of MCB (Miniature Circuit Breaker) of specified rating made of LEGRAND FRANCE/ GE U.S.A / SCHNEIDER GERMANY /SIEMEN GERMAN/TERASAKI JAPAN/ ABB SWITZERLAND in prelaid DBs and Panels i/c the cost of screwes,necessary wire completb) Double Pole(iii) 6-63 Amp (10 KA) | 1 | 91
157 | Suppling,Installation and comissioning of MCB (Miniature Circuit Breaker) of specified rating made of LEGRAND FRANCE/ GE U.S.A / SCHNEIDER GERMANY /SIEMEN GERMAN/TERASAKI JAPAN/ ABB SWITZERLAND in prelaid DBs and Panels i/c the cost of screwes,necessary wire complet Single Pole(iii) 6-63 Amp (10 KA) | 1 | 364
158 | Supply and erection of 3/8" (10mm) dia M.S. bar fan hook, placed at the time of casting of slab. | 1 | 91
159 | Providing and fixing Pakistan Energy Label NEECA approved Copper winded Ceiling Fan i/c the cost of necessary cable and hardware for connection as approved and directed by Engineer Incharge. 56" Sweep | 1 | 91
160 | Erecting of ceiling fan along with regulator (all sizes) including carriage local railway station/ store to site of work, electric wire/cable for suspension rod and board connection and cutting, threading on the rod where necessary. | 1 | 91
161 | Provided and installed 1 HP electric water pump with 70 ft bore, and successfully installed a 200-gallon water tank including all accessories and plumbing connections. | 1 | 91
162 | HT Spun Pole 45' | 1 | 25
163 | HT S/STRUCTURE Pole 36' | 1 | 700
164 | Earthing | 1 | 840
165 | Steel -X-ARMS | 1 | 1760
166 | 11-KV Disc: Insulator | 1 | 1530
167 | Eye Nut/Anchore Shakle/D.End Clump | 1 | 1200
168 | 11KV Pin Insulator with Pins | 1 | 2415
169 | D-Shakel + Spool Insulator | 1 | 1000 |  |  |  |  | 830550 | 833940
170 | DA Bolts | 1 | 700
171 | Nuts & Bolts 14" | 1 | 500
172 | Nuts & Bolts 12" | 1 | 500
173 | Nuts & Bolts 02" | 1 | 200
174 | Stay Rod + stay strips Complete | 1 | 150
175 | Stay Wire | 1 | 1870
176 | ACSR Rabbit Conductor | 1 | 61590 |  |  |  | 0
177 | Transformer 400-KVA | 1 | 2 |  |  |  | 0
178 | Transformer 100-KVA | 1 | 5
179 | Transformer 50-KVA | 1 | 5
180 | Transformer 25-KVA | 1 | 46
181 | Plate form D/Edge | 1 | 60
182 | Nuts & Bolts | 1 | 1283
183 | D-Fues Fitting Set | 1 | 183 |  |  |  | 782.8283 | 1283
184 | Steel Crass arm for D fuse Mounting | 1 | 50
185 | LT Capacitor | 1 | 50
186 | LT Spun / PCC Pole 31' | 1 | 527
187 | street light pole bracket 30 mm (1¼") G.I. pipe 2 metre long, complete with 2 No. pole clamp. (Ch-24) [Pump station + Tubewell Rooms) | 1 | 200
188 | Supply and erection of pole mounted street light, holders, shade and glass, etc., for fitting 125/250 watts mercury vapour lamp (excluding cost of lamps): ii) Philips design (Ch 24) [Pump station + Tubewell Rooms) | 1 | 200
189 | Supply and fitting of mercury vapour lamp, complete with choke set ii) 250 watt lamp (Ch 24) [Pump station + Tubewell Rooms) | 1 | 200
190 | PVC 4/C Cable 19.083 (70mm Armoured | 1 | 6300
191 | AMR METER HT/LT Type (bi-directional) | 1 | 50
192 | ATB A-Type 100/5 | 1 | 17
193 | CTs 100/5 Amp | 1 | 108
194 | (A)Installation Charges of 11 KV Line material Complete in all respect | 1 | 0
195 | (B)Installation Charges of Sub Station material Complete in all respect | 1 | 0
196 | (c.)Installation Charges of service and Metering material complete in all respect | 1 | 0
197 | Earthing Pit & Material Complete in all respect | 1 | 0
198 | Foundation Charges complete in all respect | 1 | 0
199 | 630 KVA TRANSFORMER | 1 | 2 |  |  |  | 0 | 14594316
200 | 200 KVA TRANSFORMER | 1 | 2 |  |  |  |  | 14594316
201 | D/STRUCTURE PLATEFORM | 1 | 7
202 | S/STRUCTURE PLATEFORM | 1 | 6
203 | HT PCC POLE | 1 | 12
204 | AMR METER | 1 | 9
205 | Stay Rods | 1 | 14
206 | Earth Rods | 1 | 58
207 | PVC 4/C 19/.052 | 1 | 420
208 | Providing and fixing barbed wire fencing, with 4 horizontal and two cross wires, with R.C.C. 1:2:4 posts, 5.5'x6"x9" (1.68mx150mmx225 mm) at 8 ft. (2.45 m) center to center, reinforced with 4 No. 3/8" (10 mm) dia vertical bars and 1/8" (3 mm) dia stirrups 12" (300 mm) center to center, complete in all respects. in cement concrete 1:4:8 base of size 12"x12"x21" | 100 | 49390 |  |  |  |  | #REF!
209 | Excavation in foundation of building, bridges, and other structures, including dag belling, dressing refilling around structure with excavated earth, watering and ramming lead upto one chain (30m)and lift upto 5' (1.5 m) (b) in ordinary soil. | 1000 | 2062.982 |  |  |  |  | #REF!
210 | Providing and fixing collapsible gate made of 2"x2"x"¼" (50x50x6 mm) tee iron at top and bottom, channel iron verticals ¾"x¼"x¼"x1/8" (20x6x6x3 mm) at 3" (75 mm) to 5" (125 mm) centre to centre (approximate) and flat iron crosses 3"x3/16" (75x5 mm), and best quality rollers at bottom of 3" (75 mm) diameter including holdfasts, handles 12" (300 mm) long of ¾"x¼"x¼"x1/8" (20x6x6x3 mm) channel iron, locking arrangement inside and outside, painting 3 coats of black Japan enameled, complete in working order. | 1 | 6650
211 | Supply and erection PVC pipe for recessed wiring (main and sub-main) purpose, including bends, specials, etc. in floor, wall or trenches:- 50mm i/d | 1 | 14250
212 | Supply and erection of single core PVC insulated copper conductor cables, in prelaid PVC pipe/M.S. conduit/G.I pipe/wooden strip batten/wooden casing an capping/G.I. wire/trenches (rate for cables only):7/0.74 mm (7/0.029") | 1 | 28500 |  |  |  | 0
213 | Providing installation, testing, and commissioning of a vertical deep well turbine tubewell pump with discharge 2 cusec against 70 ft head, including bowl assembly, vertical column pipe with shaft, motor, pre-lubrication tank, foundation fixing and alignment, MCCB/control panel with all electrical connections, cables and accessories from transformer to tubewell including earthing and protection devices, complete suction and delivery piping up to 25 ft outlet basin of approved material (MS/CI) with bends, flanges, valves, gaskets, supports and accessories, carrying out all works for energizing, testing, and full-load commissioning; pump casing in Gray Cast Iron EN-GJL-250, impeller in Stainless Steel grade 1.4408, column pipe coated internally and externally with epoxy paint, materials verified per EN 10204-3.1, minimum 80% efficiency per ISO 9906-1B; motor of reputed manufacturer, vertical solid shaft, IE3 efficiency class, 15 kW (20 HP, 1450 rpm), 4-pole, 3-phase, 50 Hz, 380/400 V, manufacturer to have in-house hydraulic and metallurgical testing facility, complete in all respects suitable for tubewell application. [including transportation and all overhead charges] | 1 | 37
214 | Providing installation, testing and commissioning of horizontal centrifugal pump having discharge capacity of 10 cusec against 30 ft - 35 ft head including pump, motor, bowl assembly, column set, pre-lubrication tank, foundation fixing and alignment, MCCB/control panel with all electrical cables and connections from transformer to pump including earthing and protection devices, complete suction piping inside the chamber (SS/MS/CI) and delivery piping up to the outlet basin (40–50 ft) of approved material (Fibre reinforced cement/upvc of suitable internal diameter size as approved by E-in-C) with all bends, flanges, gaskets, supports and accessories, and carrying out all works necessary for energizing, testing and full-load commissioning of the complete pump set in all respects.. Pump shall have min. 81% efficiency which should be verified according to ISO 9906-1B standard. Material of pump casing shall be Gray cast iron EN-GJL-250 having impeller in Stainless Steel grade 1.4408. Pump shall be coated internally with epoxy paint. Material of pump shall be verified according to material test certificate EN 10204-3.1. Motor shall be of reputed manufacturer having min. IE3 efficiency class. Rating of motor to be 37 KW (50HP, 950 rpm)/6 pole, 3 phase, 50 Hz, 380/400 Volts. Manufacturer shall have its own testing facility to verify pumps hydraulic performance testing. Manufacturer shall have its own material testing lab to verify metallurgical testing. [including transportation and all overhead charges] | 1 | 8
215 | Providing installation, testing and commissioning of horizontal centrifugal pump having discharge capacity of 10 cusec against 40 ft - 45 ft head including pump, motor, bowl assembly, column set, pre-lubrication tank, foundation fixing and alignment, MCCB/control panel with all electrical cables, accessories and connections from transformer to pump including earthing and protection devices, complete suction piping inside the chamber (SS/MS/CI) and delivery piping up to the outlet basin (40–50 ft) of approved material (Fibre reinforced cement/upvc of suitable internal diameter size as approved by E-in-C) with all bends, flanges, valves, gaskets, supports and accessories, and carrying out all works necessary for energizing, testing and full-load commissioning of the complete pump set in all respects.. Pump shall have min. 82% efficiency which should be verified according to ISO 9906-1B standard. Material of pump casing shall be Gray cast iron EN-GJL-250 having impeller in Stainless Steel grade 1.4408. Pump shall be coated internally with epoxy paint. Material of pump shall be verified according to material test certificate EN 10204-3.1. Motor shall be of reputed manufacturer having min. IE3 efficiency class. Rating of motor to be 45 KW (60HP, 950 rpm)/6 pole, 3 phase, 50 Hz, 380/400 Volts. Manufacturer shall have its own testing facility to verify pumps hydraulic performance testing. Manufacturer shall have its own material testing lab to verify metallurgical testing. [including transportation and all overhead charges] | 1 | 6
216 | Providing installation, testing and commissioning of horizontal centrifugal pump having discharge capacity of 20 cusec against 30 ft - 35 ft head including pump, motor, bowl assembly, column set, pre-lubrication tank, foundation fixing and alignment, MCCB/control panel with all electrical cables, accessories and connections from transformer to pump including earthing and protection devices, complete suction piping inside the chamber (SS/MS/CI) and delivery piping up to the outlet basin (40 -- 50 ft) of approved material (Fibre reinforced cement/upvc of suitable internal diameter size as approved by E-in-C) with all bends, flanges, valves, gaskets, supports and accessories, and carrying out all works necessary for energizing, testing and full-load commissioning of the complete pump set in all respects.. Pump shall have min. 83% efficiency which should be verified according to ISO 9906-1B standard. Material of pump casing shall be Gray cast iron EN-GJL-250 having impeller in Stainless Steel grade 1.4408. Pump shall be coated internally with epoxy paint. Material of pump shall be verified according to material test certificate EN 10204-3.1. Motor shall be of reputed manufacturer having min. IE3 efficiency class. Rating of motor to be 75 KW (100HP, 950 rpm)/8 pole, 3 phase, 50 Hz, 380/400 Volts. Manufacturer shall have its own testing facility to verify pumps hydraulic performance testing. Manufacturer shall have its own material testing lab to verify metallurgical testing. [including transportation and all overhead charges] | 1 | 1
217 | Providing installation, testing and commissioning of vertical tubular casing pump with ever cleaning blades having discharge capacity of 40 cusec against 16-25 ft head including pump, motor, bowl assembly, column set, pre-lubrication tank, foundation fixing and alignment, MCCB/control panel with all electrical cables, accessories and connections from transformer to pump including earthing and protection devices, complete suction piping inside the chamber (SS/MS/CI) and delivery piping up to the outlet basin (40–50 ft) of approved material (Fibre reinforced cement/upvc of suitable internal diameter size as approved by E-in-C) with all bends, flanges, valves, gaskets, supports and accessories, and carrying out all works necessary for energizing, testing and full-load commissioning of the complete pump set in all respects. . Pump shall have min. 84% efficiency which should be verified according to ISO 9906-1B standard. Material of pump casing shall be Gray cast iron JL-1040 having propeller (ever cleaning blades) in Stainless Steel grade 1.4408. Pump and column pipe shall be coated internally and externally with epoxy paint. Material of pump shall be verified according to material test certificate EN 10204-3.1. Motor shall be of reputed manufacturer having min. IE3 efficiency class. Vertical solid shaft. Rating of motor to be 110 KW (150HP, 450 rpm)/8 pole, 3 phase, 50 Hz, 380/400 Volts. . Manufacturer shall have its own testing facility to verify pumps hydraulic performance testing. Manufacturer shall have its own material testing lab to verify metallurgical testing. [including transportation and all overhead charges] | 1 | 8
218 | Providing, installation, testing and comissioning of 5 Ton and more capacity Gantry Craine, with girder bridge type arrangement, fitted with electric motor for its operation and mobility, electric wiring and fixing in position, complete in all rspect. | 1 | 4
219 | Providing, installation, testing and comissioning of 10 Ton and more capacity Gantry Craine, with girder bridge type arrangement, fitted with electric motor for its operation and mobility, electric wiring and fixing in position, complete in all rspect. | 1 | 1
220 | Direct Rotary / Reverse Rotary drilling of bore for tubewell in all type of soil except shingle gravel and rock. i). 15 " To 18" ( 500 to 650 mm) | Rft | 8140
221 | Collection of lithological samples with sieve analysis at every 5 ft. interval or change of lithology whichever is earlier. | 1 | 1628
222 | Furnishing sample of water from bore hole. | Per Set of 2 bottles | 37
223 | Providing, installations testing and commissioning of 16” dia fiberglass blind pump housing casing with 6mm wall thickness having quick lock mechanical key joints complete in all respect as per specification and approved by the Engineer. | Rft | 2590
224 | Providing and installation of Fibre Glass reducer 16”x10” with wall thickness 5.5 mm. complete in all respect as per specification and approved by the Engineer. | 1 | 74
225 | Providing and installing Fiberglass Reinforced Polypropelene (FRP) strainer of specifid wall thickness having slot size of 0.9 mm to 1.10 mm in Tubewell borehole i/c the cost of male/female coupling with Nylone Strip,studs complete in all respect as approved and directed by the Engineer Incharge vi) 10" inch dia (6.35 mm thickness | Rft | 4440
226 | Proving and installation of fiberglass Blank blind casing pipe dia 10” with 5.5” wall thickness. complete in all respect as per specification and approved by the Engineer. | Rft | 740
227 | Providing and installing Fiber glass Reinforced Polypropelene (FRP) bail plug of specified wall thickness having slot size of 0.9 mm to 1.10 mm in Tubewell bore hole i/c the cost of male / female coupling with Nylone Strip, studs complete in all respect as approved and directed by the Engineer Incharge.vi) 10"dia (6.35mm thickness) | Rft | 370
228 | Providing and installation of centralizer complete in all respect as per specification and approved by the Engineer. | 1 | 148
229 | Shrouding with graded pea gravel 3/8" to 1/8" arround tubewell casing in the bore hole. | Cft | 6520.88
230 | Testing and Development of tubewell of size 6"(150 mm ) and above continusly. ii) Above 1.5 cs Discharge | Hours | 2664
231 | Supply and erection of copper conducter cables for service connection (rate for cable only), PVC insulated, PVC sheathed 4 core , 600/1100 volt non armoured cable. (7/0.064") | Rft | 1850
232 | Excavation of trenches in all kinds of soil except cutting rock, for watersupply pipelines upto 5 ft. (1.5 m) depth from ground level, including trimming, dressing sides leveling the beds of trenches to correct grade and cutting pits for joints, etc. complete in all respects. | 1000 | 118400
233 | Providing,laying,testing and commissioning μPVC (Unplasticized Poly vinyl Chloride Pressure pipe of nominal diameter, conforming to PS-3051/BS-3505, Dadex/ Popular/ Beta or approved equivalent manufacturer,i/c the cost of solvent and specials complete as approved and directed by the Engineer Incharge. a)Class-D 12 inch | Lft | 14800
234 | Providing,laying,testing and commissioning μPVC (Unplasticized Poly vinyl Chloride Pressure pipe of nominal diameter, conforming to PS-3051/BS-3505, Dadex/ Popular/ Beta or approved equivalent manufacturer,i/c the cost of solvent and specials complete as approved and directed by the Engineer Incharge. a)Class-D 3 inch | Lft | 555 |  |  |  | 0
235 | Providing installation, testing, and commissioning of a 22.5 kW Solar PV system capable of running a horizontal centrifugal pump with discharge 2 cusec against 70 ft head, pump minimum 81% efficiency, including Tier-1 Bloomberg-certified mono / bi-facial N-type solar panels (JINKO / LONGI / JA / Canadian / AKCome / TW / Trina, 700+ W/panel, 23.5% efficiency), solar pump inverter INVT suitably rated for system capacity, mounted on 12 ft high L2/L3/L4 galvanized steel structure (14 gauge) with complete mechanical and civil works, DC and AC cabling with XLPE/PVC insulated tin-coated copper wires, combiner boxes, AC & DC breakers, SPDs (A+ grade), all distribution/protection boxes (12"×18"×18" SWG or equivalent), PVC pipes, flexible pipes (1–1.5"), thimbles (O-type, U-type with shrouds), Rawl bolts, nuts and bolts, complete earthing system, lightning arrestor, all civil works, foundations, and supports, all electrical connections for net metering with meter, transportation of all materials from warehouse to site, testing, commissioning, and manufacturer-provided maintenance/after-sales service for up to 2 years, complete in all respects as directed by the Engineer-in-Charge. | 1 | 87
236 | GNSS (Topographical) Surveying instrument with Base, Rover, Controller complete in all respect | 1 | 1
237 | Providing and supplying a complete aerial topographic survey package consisting of a professional RTK-enabled survey drone, high-resolution photogrammetry camera, licensed processing software, additional 8 batteries with charging hub, Ground Control Point (GCP) sets/markers, High graded RTK base station kit with tripod and pole, and 5 TB rugged NVMe SSD storage, complete in all respects (Equivalent: DJI Matrice 350 RTK Drone, Zenmuse P1c etc) | 1 | 1
238 | Providing and supplying a Total Station with angle accuracy ≤5″, EDM reflectorless range ≥500 m, prism range ≥1500 m, distance accuracy ±(2 mm + 2 ppm), 30× telescope, dual-axis compensator, rechargeable batteries with charger, prism set with pole, tripod, data storage/USB/Bluetooth interface, carrying case, calibration certificate, and all accessories complete. | 1 | 1
239 | Providing and supplying an automatic self-leveling Auto-Level with minimum 32× magnification, ±2 mm/km accuracy, dual-axis compensator, tripod, 2.5 m leveling staff, carrying case, calibration certificate, and all accessories complete. | 1 | 4
240 | Providing and supplying a high-performance workstation laptop with Intel Core i9-14900HX / AMD Ryzen 9 7940HX or higher, 64GB DDR5 RAM, 2TB NVMe Gen-5 M.2 SSD, dedicated NVIDIA RTX 4080 (12GB) or higher GPU, Windows 11 Pro, full-size keyboard with numeric pad, complete with premium laptop bag, wireless headphones (Sennheiser/Beats/Sony/Anker or equivalent), USB 3.2 Gen-2 (10Gbps) flash drive, and Logitech MX Master 3S wireless mouse or equivalent, complete in all respects. | 1 | 2
241 | Providing installation, testing, and commissioning of a 64 kW Solar PV system capable of operating a horizontal centrifugal pump with discharge 10 cusec against 40 - 45 ft head, pump minimum 82% efficiency verified as per ISO 9906-1B standard, including Tier-1 Bloomberg-certified mono/ bi-facial N-type solar panels (JINKO / LONGI / JA / Canadian / AKCome / TW / Trina, 700+ W/panel, 23.5% efficiency), solar pump inverter INVT suitably rated for system capacity, mounted on 12 ft high L2/L3/L4 galvanized steel structure (14 gauge) with complete mechanical and civil works, DC and AC cabling using XLPE/PVC insulated tin-coated copper wires, combiner boxes, AC & DC breakers, SPDs (A+ grade), all distribution/protection boxes (12"×18"×18" SWG or equivalent), PVC pipes, flexible pipes (1–1.5"), thimbles (O-type, U-type with shrouds), Rawl bolts, nuts and bolts, complete earthing system, lightning arrestor, all civil works, foundations, and supports, electrical connections for net metering with meter, transportation of all materials from warehouse to site, testing, commissioning, and manufacturer-provided maintenance/after-sales service for 2 years, complete in all respects as directed by the Engineer-in-Charge. | 1 | 6
242 | Providing installation, testing, and commissioning of a 53.5 kW Solar PV system capable of running a horizontal centrifugal pump with discharge 10 cusec against 30–35 ft head, pump minimum 81% efficiency, including Tier-1 Bloomberg-certified mono / bi-facial N-type solar panels (JINKO / LONGI / JA / Canadian / AKCome / TW / Trina, 700+ W/panel, 23.5% efficiency), solar pump inverter INVT suitably rated for system capacity, mounted on 12 ft high L2/L3/L4 galvanized steel structure (14 gauge) with complete mechanical and civil works, DC and AC cabling with XLPE/PVC insulated tin-coated copper wires (DC 1-core 6 mm, AC 4-core 6 mm, 25 mm PVC/XLPE), combiner boxes, AC & DC breakers, SPDs (A+ grade), all distribution/protection boxes (12"×18"×18" SWG or equivalent), PVC pipes, flexible pipes (1–1.5"), thimbles (O-type, U-type with shrouds), Rawl bolts, nuts and bolts, complete earthing system, lightning arrestor, all civil works, foundations, supports, electrical connections for net metering with meter, transportation of all materials from warehouse to site, testing, commissioning, and manufacturer-provided maintenance/after-sales service for 2 years, complete in all respects as directed by the Engineer-in-Charge. | 1 | 7
243 | Providing installation, testing, and commissioning of a 107 kW Solar PV system for a horizontal centrifugal pump with discharge 20 cusec against 30 - 35 ft head, pump minimum 83% efficiency, including Tier-1 Bloomberg-certified mono/ bi-facial N-type solar panels (JINKO / LONGI / JA / Canadian / AKCome / TW / Trina, 700+ W/panel, 23.5% efficiency), solar pump inverter INVT suitably rated for system capacity, mounted on 12 ft high L2/L3/L4 galvanized steel structure (14 gauge) with complete mechanical and civil works, DC and AC cabling with XLPE/PVC insulated tin-coated copper wires (DC 1-core 6 mm, AC 4-core 6 mm, 25 mm PVC/XLPE), combiner boxes, AC & DC breakers, SPDs (A+ grade), all distribution/protection boxes (12"×18"×18" SWG or equivalent), PVC pipes, flexible pipes (1–1.5"), thimbles (O-type, U-type with shrouds), Rawl bolts, nuts and bolts, complete earthing system, lightning arrestor, all civil works, foundations, and supports, all electrical connections for net metering with meter, transportation of all materials from warehouse to site, testing, commissioning, and manufacturer-provided maintenance/after-sales service for up to 2 years, complete in all respects as directed by the Engineer-in-Charge. | 1 | 1
244 | Surface water Monitoring for Construction Phase | Lump Sump | 0
245 | Groundwater Monitoring for Construction Phase | Lump Sump | 0
246 | Ambient Air Quality Monitoring for Construction Phase | Lump Sump | 0
247 | Surface water MonitoringFor Operational Phase | Lump Sump | 0
248 | Groundwater Monitoring For Operational Phase | Lump Sump | 0
249 | Drinking Water Monitoring for Drinking Water & Groundwater Monitoring near disposal Pit | Lump Sump | 0
250 | Groundwater Monitoring for Drinking Water & Groundwater Monitoring near disposal Pit | Lump Sump | 0
251 | Training Session | Lump Sump | 5
252 | Emergency Plan | Lump Sump | 1
253 | Environmental Audit Cost | Lump Sump | 3
254 | Site Visits by Regulatory Authorities | Lump Sump | 1
255 | Sign Board for traffic management cost | Lump Sump | 1
256 | Barricading Fence along Access Roads for traffic management cost | Lump Sump | 1 | [10 empty] | 0
257 | Temporary Speed Breakers for traffic management cost | Lump Sump | 1 | [8 empty] | 187601.82 | 40000 | 227601.82
258 | Controlling Dust Pollution for traffic management cost | Lump Sump | 1 | [8 empty] | 101544.2 | 40000 | 141544.2
259 | Relocation of amenities and localized widening of road and barrier for traffic management cost | Lump Sump | 1 |  |  |  | 0 |  |  |  |  | 134924 | 40000 | 174924
Total Cost (PKR) | [11 empty] | 207719.6 | 40000 | 247719.6
[12 empty] | 274993.6 | 156780 | 431773.6
|  |  |  | Total |  | 0 | [5 empty] | 141014 | 40000 | 181014
[12 empty] | 301093.6 | 156780 | 457873.6
|  |  |  | Required |  | 2279229198.29 | [5 empty] | 143304 | 40000 | 183304
[12 empty] | 1426668.4 | 156780 | 1583448.4
|  |  |  | Diffrance |  | -2279229198.29 | 16069459 | [6 empty] | 3629203.22
4726644
[6 empty] | -2262031557.29 | 11342815 | 2000000
[7 empty] | 3629203 | 225000
623
[7 empty] | 14972641 |  |  | 0

## BOQ UPDATES RATED FOR EVAL (hidden)
MITIGATION OF WATER LOGGING IN DISTRICT RAHIMYARKHAN
BOQ
Sr. No | Item | Unit | Quantity | Rate |  | Amount Rupees (PKR)
|  |  |  | Rupees in Figure | Rupees in Words
1 | Earth Work in excavation of drains, irrigation channels through excavator/ drag lines in all kind of soil and conditions (dry, wet slush, daldal and under water ) including its disposal and preperation of working pad for operation of machinary. (rates includes 100ft lead) | 1000 | 69775243.96 |  |  |  | 323805974.6452 | #REF!
2 | Dressing and levelling of earthwork to designed section etc complete in ii) ordinary or hard soil soil | 1000 | 26864727.17 |  |  |  | 25277021.7943
3 | Transportation of earth all types when the total distance, including the lead covered in the item of work , is more than 1000 ft. |  | 0 |  |  |  | 0
| a) 500 ft | 1000 | 546147.5 |  |  |  | 586125.497
| b) 750 ft | 1000 | 989635 |  |  |  | 1725873.9582
| c) 1000 ft | 1000 | 275885.29 |  |  |  | 666180.2098
| d) 1250 ft | 1000 | 62477.5 |  |  |  | 417212.2495
| e) 1500 ft | 1000 | 549295 |  |  |  | 3708400.404
| f) 1750 ft | 1000 | 555572.5 |  |  |  | 3750781.062
| g) 2000 ft | 1000 | 18740 |  |  |  | 127893.004
| h) 2500 ft | 1000 | 53390 |  |  |  | 372203.046
| i) 2750 ft | 1000 | 75040 |  |  |  | 523133.856
| j) 3000 ft | 1000 | 98265.75 |  |  |  | 692262.5556
| k) 3750 ft | 1000 | 187560 |  |  |  | 1348856.496
| l) 4250 ft | 1000 | 54772.5 |  |  |  | 401942.514
| m) 4500 ft | 1000 | 125720 |  |  |  | 931811.496
| n) 5500 ft | 1000 | 70367.5 |  |  |  | 531879.7855
| o) 6750 ft | 1000 | 4869.33 |  |  |  | 38633.7512
4 | Borrowpit excavation undressed lead upto 100 ft (30 metre) in a) ordinary soil with | 1000 | 0 |  |  |  | 0
| a) 250 ft | 1000 | 140702.285 |  |  |  | 1538727.2239
| b) 500 ft | 1000 | 1887045.5 |  |  |  | 21902559.7094
| c) 1000 ft | 1000 | 97969.465 |  |  |  | 1268538.0237
| d) 1 mile | 1000 | 159193.8 |  |  |  | 2880166.0684
5 | Rehandling of earthwork lead upto 50ft | 1000 | 1340460.5752 |  |  |  | 7059937.7577
6 | Providing and erection at site of work:- iii) R.C.C. boundary pillar. (Complete in all respect including transportation, Cement concrete foundation, fixing, painting and lettering etc) | 1 | 1254 |  |  |  | 1663054.8
7 | Making boundary or service roads, including dag-belling, leveling and dressing:ii) in ploughed land: a) from 10.0 ft. to 20.0 ft. (3 to 6 m) wide | 1 | 1740 |  |  |  | 3367596
8 | Jungle clearance and removing within 100 ft. light | 1000 | 6885050 |  |  |  | 2590155.81
9 | Providing and fixing Enamelled steel plate gauge 4" wide 1/4" thick (including painting and lettering) 10 ft length | 1 | 5 |  |  |  | 73150
10 | Excavation in foundation of building bridges and other structures including dagbelling, dressing, refilling around structure with excavated earth, watering and ramming lead upto one chain and lift upto 5 ft. in ordinary soil | 1000 | 1617 |  |  |  | 25587.6506
11 | Cement concrete plain including, placing, compacting, finishing and curing complete (including screening and washing of stones aggregate) | 100 | 0 |  |  |  | 0
| a) Nominal mix ratio 1:4:8 | 100 | 41070.5542 |  |  |  | 14249141.2737 | 41070.5542 | 23362466.8526
| b) Nominal mix ratio 1:2:4 | 100 | 12898.7281 |  |  |  | 6079931.5903 | 12898.7281
12 | Pacca brick work in foundation and plinth in cement sand mortar ratio 1:6. | 100 | 58371.5555 |  |  |  | 19073460.2894
13 | Providing and laying damp proof course of cement 1:2:4 (using cement, sand and shingle), including bitumen coating with with 2 coats of bitumen: 1½" thick (40 mm). | 100 | 643.5 |  |  |  | 76262.472
14 | Providing and laying damp proof course of cement 1:2:4 (using cement, sand and shingle), including bitumen coating with one coat of bitumen and one coat polythenesheet 500 gauge 1½" thick (40 mm). | 100 | 11220.6094 |  |  |  | 1285904.2756
15 | Providing and laying damp proof course of cement 1:2:4 (using cement, sand and shingle), including bitumen coating with 2 coats of bitumen: 1½" thick (40 mm). | 100 | 427.5 |  |  |  | 50665.59
16 | Pacca brick work other than building upto 10 ft. height in cement sand mortor ratio 1:3 | 100 | 1348.1016 |  |  |  | 507163.8964
17 | Cement plaster 1:4 upto 20 ft. height, 3/8" thick | 100 | 3805.725 |  |  |  | 164968.6644
18 | Providing and applying weather shield paint of approved quality on external surface of building including preparation of surface, application of primer complete in all respect: | 100 | 61675.4043 |  |  |  | 4551089.7587
19 | Writing letter or figures per letter per inch height | 1 | 8250 |  |  |  | 251625
20 | Carriage of 100 Cf t. (2.83 cu.m) of all materials like stone aggregate, spawl, kankar lime (unslaked), surkhi , etc. or 150 Cf t. (4.25 cu.m) timber, by truck or by any othermeans owned by the contractor from Sakhi Sarwar Quarry to site 275 Km including first 11KM hilly area. |  | 0
| DPC | 100 | 70.785 |  |  |  | 9940.0544
| PCC 1:2:4 | 100 | 5036.5815 |  |  |  | 707267.0007 | -702230.4192
| PCC 1:4:8 | 100 | 30772.1446 |  |  |  | 4321209.1774 | -4290437.0328
| RCC 1:1.5:3 | 100 | 106108.0562 |  |  |  | 14900329.8972
| Base | 100 | 2183.8 |  |  |  | 306662.2988
| T.S.T | 100 | 268.5 |  |  |  | 37704.381
| RCC 1.2.4 | 100 | 24736.4952 |  |  |  | 3473647.0782 | -3448910.583 | 0
| DPC 1.2.4 | 100 | 1234.267 |  |  |  | 173323.1821 | -172088.9151
| Dry Hand Pack Stone | 100 | 15224.7638 |  |  |  | 2137952.6786
21 | Precast reinfoced cement concrete type "C" 1:2:4. | 1 | 786.04 |  |  |  | 429924.578
22 | Fabrication of mild steel reinforcement for cement concrete including cutting bending laying in position etc. complete in all respect. (deformed bars) Grade 40 | 100 | 1796.01 |  |  |  | 538912.5566
23 | Carriage of consignment job upto 5 KMs Average | 1 | 457 |  |  |  | 52737.8
24 | Placing boundary pillars in position, including digging pits. | 1 | 457 |  |  |  | 64848.3
25 | Preparing surface and painting with emulation paint 3 coat. | 100 | 1599.5 |  |  |  | 68899.2622
26 | Writing letter or firgures per letter per inch height (three figure each side). | 1 | 4570 |  |  |  | 139385
27 | Earthwork excavation undressed lead upto a single throw of Kassi, phaorah or shovel: In ordinary soil. | 1000 | 245 |  |  |  | 134.0027
28 | Cement concrete plain including placing, compacting, finishing and curing complete (including screening and washing of stone aggregate) Ratio 1: 2: 4 | 100 | 367.5 |  |  |  | 110272.4175
29 | Providing, laying, cutting, jointing, testing and disinfecting G.I. pipeline in trenches, with socket joints, using G.I. pipes of B.S.S. 1387-1967 complete in all respects, with specials and valves. i) 4" i/d (100 mm) 3.65mm thick | 1 | 560 |  |  |  | 64624
30 | Carriage of 100 Cft of all material like stone aggregate, spawl, kankar, lime (unsoaked) surkhi etc by truck or by any other means owned by the contractor, lead 300Km.(From Sakhi Sarwar) | 100 | 323.4 |  |  |  | 458.9046
31 | Dismantling brick work in lime or cement mortar | 100 | 1823.0675 |  |  |  | 48008.6595
32 | Dismantling and removing road pavement, etc.,including screening and stacking of byproducts upto one chain lead (30 metre). | 100 | 4635 |  |  |  | 186225.03
33 | Dismantling cement concrete reinforced, separating reinforcement from concrete, cleaning and straightening the same. | 100 | 13340.27 |  |  |  | 3613398.8933
34 | Excavation in foundation of building, bridges and other structures, including dagbelling, dressing, refilling around structure with excavated earth, watering and ramming lead up to one chain and lift upto 5 ft. In ordinary soil (above 5 ft depth) | 1000 | 588089.4262 |  |  |  | 7489671.6963 |  | 63826446.6244
35 | Providing and Fabrication of mild steel reinforcement for cement concrete, including cutting, bending, laying in position, 13 making joints and fastenings, including cost of binding wire and labour charges for binding of steel reinforcement (also includes removal of rust from bars):- Deformed bars (Grade-60). | 100 | 1015459.2095 |  |  |  | 308465028.618
36 | Providing and laying reinforced cement concrete (including prestressed concrete), using Sulphate resisting cement; coarse sand and screened graded and washed aggregate, in required shape and design, including forms, moulds, shuttering, lifting, compacting, curing, rendering and finishing exposed surface, complete 2) Plastering done under soffit of R.C.C. (but excluding the cost of steel reinforcement, its fabrication and placing in position etc.) |  | 0
a) | Reinforced cement concrete in roof slab, beams, columns lintels, girders and other structural members laid in situ or precast laid in position, or prestressed members cast in situ, complete in all respects. Type B (nominal mix 1:1.5:3) | 1 | 174842.0531 |  |  |  | 142942120.5131
b) | Reinforcement cement concrete in slab of rafts/strip foundation, base slab of column and retaining walls, etc and other structural members not requiring form work(i.e horizontal shuttering) complete in all respect: Type B (Nominal Mix 1:1.5:3 ) | 1 | 77484.5118 |  |  |  | 51953365.1619
37 | Providing and embedding 10"(250mm) wide PVC water stopper in expansion joints of RCC structures (Retaining walls, water tanks, Slabs) complete in all respect. 10mm thick | 1 | 6423.48 |  |  |  | 5199164.712
38 | Bitumen coating to plastered or cement concrete surface. 14 lbs per 100 Sft (6.35 Kg. per Sq.m) | 100 | 99728.8136 |  |  |  | 1640638.7121
39 | Providing, laying, cutting, jointing, testing and disinfecting PVC/ uPVC pipe line with `B' Class working pressure complete in all respects:- 4" i/d (100 mm) | 1 | 11417 |  |  |  | 5878613.3
40 | Providing and fixing 4" dia P.V.C pipe. | 1 | 48 |  |  |  | 18180
41 | Supply and erection PVC pipe for recessed wiring (main and sub-main) purpose, including bends, specials, etc. in floor, wall or trenches:- 80mm dia (3 inch) | 1 | 169.5 |  |  |  | 51494.1
41 | Providing and laying R.C.C. pipe sewers, moulded with cement concrete 4000 psi conforming to Specification C-76-20, Class II. Wall B, including carriage of pipe from factory to site of work, lowering in trenches to correct alignment and grade, jointing with rubber ring,cutting pipes where necessary, testing, etc., complete. 24 inch internal dia | 1 | 624 |  |  |  | 1341818.4
43 | Providing and laying sub-base course of stone productof approved quality and grade, including placing, mixing, spreading and compaction of sub-base material torequired depth, camber, grade to achieve 100% maximum modified AASHTO dry density, including carriage of all material to site of work except gravel and. aggregate. Crushed stone aggregate. | 100 | 4715 |  |  |  | 471665.025
44 | Providing and laying base course of crushed stone aggregate of approved quality and grade, and supply and spreading of stone screening, including placing, mixing,spreading and compaction of base course material to required depth, camber and grade to achieve 100% maximum modified AASHTO dry density, including carriage of all materials to site of work except gravel and. aggregate. | 100 | 2615 |  |  |  | 353741.51
45 | Providing and laying road edging of 3" (75 mm) wide and 9" (225 mm) deep brick on end, complete in all respects | 1 | 700 |  |  |  | 44940
46 | Providing surface treatment of roads,including supply of bitumen and bajri/crushed stone aggregate of approved quality,including cleaning of road urface,heating,spraying bitumen,spreading bajri and rollingetc.complete including carriageof all material stosite of work excep tbajjri/crushed stone aggregate for which supply with in miles (5.0km) is included in the rate. |  | 0
a | 1st coat 35 lbs. bitumen, and 4 Cft. bajri of nominal size 1" (25 mm) per 100 sq. feet or 1.72 Kg bitumen and 0.017 cu.metre bajri per square metre.. | 100 | 5230 |  |  |  | 237962.385
b | 2nd coat 18 lbs. bitumen, and 2 Cft. bajri of nominal size ½" (13 mm) per %sft or 1.23 Kg bitumen and 0.008 cu. metre bajri per sq.metre. | 100 | 5230 |  |  |  | 138043.235
c | 3rd coat 14 lbs. bitumen, and 1.5 Cft. bajri of nominal size ¼" (6 mm) per %sft or 0.69 Kg bitumen and 0.005 cubic metre bajjri per sq.metre. | 100 | 5230 |  |  |  | 102547.225
47 | Borrow pit excavation undressed lead up to 100 ft in ordinary soil. | 1000 | 123165 |  |  |  | 1297370.844
48 | Cement plaster 1:3 upto 20' (6.00 m) height 1/2" (13 mm) thick. | 100 | 15594.5 |  |  |  | 756395.628
49 | Providing and laying base course. | 100 | 2100 |  |  |  | 284075.4
50 | Providing surface treatment to roads, including supply of bitumen and bujri /crushed stone aggregate of approved quality, including cleaning of road surface, heating and spraying bitumen, spreading bajri and rolling with road roller (including its operation cost, fuel and hire charges, etc.) etc. complete including carriage of all materials to site of work except bajjri/crushed stone aggregate. | 100 | 2800 |  |  |  | 127398.6
51 | Providing and fixing Neoprene bearing pad with laminated steel plate top and bottom. Size (14" x 9" x 1.75") | Cu. Inch | 304.64 |  |  |  | 21934.08
52 | Plain wood work for regulation karries or needles, etc. including sawing, planning, wroughting wood and providing and fixing steel parts of karries i.e. end strip and rods, etc. b) Shisham wood | 1 | 202.95 |  |  |  | 3602808.99
53 | Credit old material - steel | 1 | -26974.04 |  |  |  | -4585586.8 |  |  |  | 208635971.87
54 | Credit old material - brick batts | 100 | -1823.07 |  |  |  | -74745.87 | 208561226 | 208635971.87 |  | 212143660.67
55 | Extra for slush or Daldal including dewatering. | 1000 | 333466.1689 |  |  |  | 4014399.1277 |  | 36383456.567
56 | Pacca brick work other than buildings upto 10 feet height. Cement sand mortar ratio 1:4 | 100 | 13799.15 |  |  |  | 4930022.3205
57 | Providing and placing poly sulphide joint sealent 1" wide and 1" deep. | 1 | 1670 |  |  |  | 2306270
58 | Dismantling stone or spawl pitching and apron in silted condition. | 100 | 93240 |  |  |  | 3507688.8 | 0 | -3507688.8 |  |  | 3507688.8
59 | Supply and dumping at site, without boat, including handling of materials within three chains (90 m) | 100 | 126000 |  |  |  | 5977125 |  |  | 205128283.07
60 | Providing and laying stone pitching/filling, dry hand packed, as filling behind retaining walls or in pitching and aprons. | 100 | 50517.8 |  |  |  | 3459964.122
61 | Formation dressing and preparing subgrade, on slope | 100 | 94646.5469 |  |  |  | 2143838.9329
62 | Formation dressing and preparing subgrade, in bed. | 100 | 15600.14 |  |  |  | 259040.3247
63 | Providing and laying graded bajri 1/8" to 1/2" size on slope. | 100 | 32048.5048 |  |  |  | 5949516.4852
64 | Providing and laying graded bajri 1/2" to 2" size on slope. | 100 | 32048.5048 |  |  |  | 5949516.4852
65 | Providing and laying graded bajri 1/8" to 1/2" size on level. | 100 | 5305.089 |  |  |  | 955849.7157
66 | Providing and laying graded bajri 1/2" to 2" size on level. | 100 | 5305.089 |  |  |  | 955849.7157
67 | Providing and laying stone for top layer only, on slope. | 100 | 97109.8429 |  |  |  | 11178314.0139
68 | Providing and laying stone for top layer only, on Level | 100 | 15372.42 |  |  |  | 1624941.6561
69 | Carriage of 100 Cft of all material like stone aggregate, spawl, kankar, lime (unsoaked) surkhi etc or 150 Cft of timber by truck or by any other means owned by the contractor, lead 275 Km. | 100 | 364527.734 |  |  |  | 51189171.5709
70 | Credit to old material |  | 0
| Steel | 1 | 2535 |  |  |  | -430950
| Brick batts | 100 | 1819.13 |  |  |  | -74584.33 | 50492531
71 | Excavation in foundation of building, bridges, and other structures, including dag belling, dressing refilling around structure with excavated earth, watering and ramming lead upto one chain (30m)and lift upto 5' (1.5 m) (b) in ordinary soil.1)By Manual | 1000 | 20161.0006 |  |  |  | 319030.6978 | -298869.6972 | 0
72 | Spraying termite proofing by using liquid FMC / Biflex/ Terminex Exin/Ms Hextaror equivalent@specified suspension concenterate (SC), MixingAbility-HEXTAR with Ratio (1:250)= 540 Sft or equivalent approved liquid applying with shower and certificate will be provided by the contractor for10-years complete in all respect.as approved by the Engineer Incharge. | 1 | 18814.5 |  |  |  | 236121.975 | -217307.475
73 | Providing and laying vertical damp proof course with cement sand plaster and bitumen coating with one coat of bitumen and one coat of polythene sheet 500 gauge-Ratio 1:3 a) ½ " thick (13 mm) | 100 | 13211.49 |  |  |  | 1005044.2845
74 | Filling watering ramming earth under floors with surplus earth from foundation etc. | 1000 | 37224.37 |  |  |  | 280960.2387
75 | Pacca brick work in ground floor. Cement sand mortar Ratio 1:4. | 100 | 10763.3 |  |  |  | 3856554.9698 | -3845791.6698
76 | Providing and laying reinforced cement concrete (including prestressed concrete), using Sulphate resisting cement; coarse sand and screened graded and washed aggregate, in required shape and design, including forms, moulds, shuttering, lifting, compacting, curing, rendering and finishing exposed surface, complete 2) Plastering done under soffit of R.C.C. (but excluding the cost of steel reinforcement, its fabrication and placing in position etc.) |  | 0 |  |  |  | 0 | 0
a) | Reinforced cement concrete in roof slab, beams, columns lintels, girders and other structural members laid in situ or precast laid in position, or prestressed members cast in situ, complete in all respects. Type B (nominal mix 1:2:4) | 1 | 5704.1346 |  |  |  | 4231612.253 | -4225908.1184
b) | Reinforcement cement concrete in slab of rafts/strip foundation, base slab of column and retaining walls, etc and other structural members not requiring form work(i.e horizontal shuttering) complete in all respect: Type B (Nominal Mix 1:2:4) | 1 | 681.0891 |  |  |  | 405247.9922 | -404566.9031
77 | Providing and fixing windows consisting of M.S box section frame 2" x 1½" ( 50 x 40mm) Leaves frame 1½" x 1" (40 x 25 mm) box section frame for glazing 3/8" x 3/8" (10 x 10 mm) using 16 SWG sheet 'U' shaped rubber supported with 1" x 1/8" (25 x 3 mm) M.S. flat for fixing 3/16" (5 mm) thick glass panes M.S. box section 1/2" x 1/2" (13 x 13 mm) of 16 SWG for fixing 24 SWG wire gauge on outer side by means of 3/4" x 1/8" (20 x 3 mm) M.S. flat and screws including grill of M.S. flat 1/2" x 1/8" (13 x 3 mm) or 1/4" x 1/4" (6 x 6 mm) square bar with independent frame of 1/2" x 1/2" (13 x 13 mm) box section of 16 SWG i/c all C.P fitting and painting 3 coats complete in all respect. | 1 | 1184 |  |  |  | 2581948.8 | -2580764.8
78 | Providing and fixing mild steel chowkat of doors windows C. windows etc. including holdfast making and threading 18 holes for hinges etc. complete 1½" x 1½" x 1/4" (40 x 40 x 6 mm) welded with M.S. flat 2" x 1/4" (50 m M.S. angle iron). | 1 | 5302 |  |  |  | 2423544.2
79 | Making and fixing steel grated door with 1/16" thick sheeting, including angle iron frame 2" x 2" x 3/8"and 3/4" square bars 4" centre to centre. with locking arrangement (Two No.). | 1 | 1813 |  |  |  | 5016571 | -5014758
80 | Providing and laying single layer of tile 9" x 4½" x 1½" laid over 4" earth and 1" thick mud plaster without bhoosa, grouted with cement mud (1:3) on top of R.C.C. roof, slab, provided with 34 lbs. per % Sft. Or 1.72 Kg./Sq.m. bitumen coating sand blinded. | 100 | 3535.8125 |  |  |  | 466005.9443 | -462470.1318
81 | Providing and laying polythene sheet under floor or roof complete 500 gauge. | 1 | 43350.1888 |  |  |  | 476852.0773
82 | Supplying and filling sand under floor or plugging in wells. | 100 | 8934.8275 |  |  |  | 356231.5724
83 | Providing and laying watering and ramming brick ballast 1½" to 2" (40 mm to 50 mm) mixed with 25% sand for floor foundation complete in all respect. | 100 | 10919.7875 |  |  |  | 1397863.8374
84 | Cement plaster 1:4 upto 20' (6.00 m) height 1/2" (13 mm) thick. | 100 | 140437.4163 |  |  |  | 6479922.8232 | -6339485.4069
85 | Cement plaster 3/8" (10 mm thick under soffit of R.C.C. roof slabs only, upto 20' height (Ratio 1:3). | 100 | 4237.24 |  |  |  | 223075.8557 | -218838.6157
86 | Cement pointing struck joints on wall upto 20' (6m) height (a) Ratio 1:2 including extra cost of labour and material for red oxide pigment in cement pointing to match with the colour of bricks. | 100 | 83405.59 |  |  |  | 4180830.3071 | -4097424.7171
87 | Providing and installing P.V.C. bends, of B.S.S.b) 4" i/d (100 mm) | 1 | 658 |  |  |  | 559102.6 | -558444.6
88 | Making top khurra on roof 2' x 2' x 6". | 1 | 154 |  |  |  | 178586.1 | -178432.1
89 | Distempering:- 3 coat | 100 | 118808.2275 |  |  |  | 1839388.9782 | -1720580.7507
90 | Preparing surface and painting of doors and windows any type (including edges):- | 100 | 12309 |  |  |  | 375719.916 | -363410.916
91 | Fabrication of heavy steel work, with angle, tees, flat iron round iron and sheet iron for making trusses, girders, tanks, etc., including cutting, drilling, revitting, handling, assembling and fixing, but excluding erection in position. | 100 | 12393.4727 |  |  |  | 4597835.8612 | -4585442.3884
92 | Supply and erection of PVC pipe for wiring recessed in walls, including inspection boxes, pull boxes, hooks, cutting jharries and repairing surface, etc. complete with all specials. |  | 0 |  |  |  |  | 0
| a) 20mm (3/4") i/d. | 1 | 12520 |  |  |  | 1405370 | -1392850
| b) 25 mm (1") i/d | 1 | 6560 |  |  |  | 876416 | -869856
| c) 50 mm (2") i/d | 1 | 555 |  |  |  | 128510.25 | -127955.25
93 | Supply and erection of single core PVC insulated copper conductor cables, in prepaid P.V.C. pile/M.S. conduit/G.I. pipe/wooden strip batten/wooden casing and caping/G.I. wire/trenches (rate for cables only) (a) 250/440 volts, P.V.C. insulated. |  | 0 |  |  |  |  | 0
| a) 3/0.74mm (3/0.029"). | 1 | 36960 |  |  |  | 1319472 | -1282512
| b) 7/0.74mm (7/0.029"). | 1 | 13020 |  |  |  | 733026 | -720006
94 | Supply and erection of copper conductor cable for service connection in prepaid pipe/G.I. wire/trenches, etc. (rate for cable only) (a) PVC insulated, PVC sheathed, twin core, 250/440 volts 7/0.44" (7/1.12mm). | 1 | 19680 |  |  |  | 4676952 | -4657272
95 | Supply and connection of M.S. sheet box of 16 SWG, 10 cm (4") deep with 4.75 mm thick (3/16") bakelite sheet top, for recessed wiring, including making holes for regulators switches, plugs etc. |  | 0 |  |  |  |  | 0
| a) 10 x 10 cm (4" x 4"). | 1 | 219 |  |  |  | 83723.7 | -83504.7
| b) 17.5 x 10 cm (7" x 4"). | 1 | 432 |  |  |  | 225828 | -225396
| c) 22.5 x 10 cm (9" x 4"). | 1 | 128 |  |  |  | 85606.4 | -85478.4
96 | Supply and erection of switches 5 amp. Piano Type. | 1 | 4100 |  |  |  | 421070 | -416970
97 | Supply and erection of ceiling rose, bakelite. | 1 | 744 |  |  |  | 71647.2 | -70903.2
98 | Supply and erection of 3 pin switch and plug combined recessed type (ii) 10/15 amp. | 1 | 37 |  |  |  | 7884.7 | -7847.7
99 | P/F wall mounted DB (Distribution Board) made with 16SWG Sheet (Recessded/Surface mounted Type), Powder coated Paint, i/c the cost of Lock, Indication lights,Thimble, Copper Comb, Wiring, Netural & Earth Bar, Door Earthing, Digital Voltmeter,Digital Ammeter,Volt Selector Switch,Ammeter selector switch,Current Transformers and Controles Complete in all respect as approved and directed by the Engineer Incharge (Breakers will be Paid Separately)(a) 6" deep (i) 20~60A | 1 | 37 |  |  |  | 903638.05 | -903601.05
100 | Suppling,Installation and comissioning of MCB (Miniature Circuit Breaker) of specified rating made of LEGRAND FRANCE/ GE U.S.A / SCHNEIDER GERMANY /SIEMEN GERMAN/TERASAKI JAPAN/ ABB SWITZERLAND in prelaid DBs and Panels i/c the cost of screwes,necessary wire complet Single Pole(iii) 6-63 Amp (10 KA) | 1 | 222 |  |  |  | 322732.5 | -322510.5
101 | Supplying, Installation and commissioning of MCCB (Moulded Case Circuit Breaker)of specified rating made of LEGRAND FRANCE /GEU.S.A/ SCHNEIDER GERMANY/ TERASAKI JAPAN/ SIEMEN/ ABBSWITZERLAND or approved equivalent manufacturer (withfixedThermal-MagneticTrip)in prelaid DB sand Panels i/c the cost of screws, necessary wire complete in all respect as approved and directed by the EngineerIncharge. a) Triple Pole (ii) 15-100 Amp (10 KA,15KA) | 1 | 74 |  |  |  | 1020926.2 | -1020852.2
102 | Supplying, Installation and commissioning of MCCB (Moulded Case Circuit Breaker)of specified rating made of LEGRAND FRANCE /GEU.S.A/ SCHNEIDER GERMANY/ TERASAKI JAPAN/ SIEMEN/ ABBS WITZERLAND or approved equivalent manufacturer (withfixedThermal-MagneticTrip)in prelaid DB sand Panels i/c the cost of screws, necessary wire complete in all respect as approved and directed by the EngineerIncharge. a) Triple Pole With Adjustable Thermal-Magnetic Trip /Electronic Trip (60-100%) (i) 25-100 Amp | 1 | 37 |  |  |  | 734797.8 | -734760.8
103 | Supply and erection of tube light, including rod, choke, starter with frame, flexible wire, including connection from ceiling rose, etc., complete ii)single rod (40 watts) with one choke and one starter. | 1 | 707 |  |  |  | 1410677.1 | -1409970.1
104 | Supply and erection of bakelite button holder shade, large size | 1 | 111 |  |  |  | 19841.25 | -19730.25
105 | Single layer of tiles 9"x4½"x1½" (225x113x40 mm) laid over 4"(100 mm) earth and 1" (25 mm) mud plaster without Bhoosa, grouted with cement sand 1:3 on top of RCC roof slab, provided with 34 lbs. per %Sft. or 1.72 Kg/Sq.m bitumen coating sand blinded. | 100 | 5447.5326 |  |  |  | 717963.0065
106 | Providing and fixing windows consisting of M.S. box section frame 2"x1½", (50x40mm) leaves frame 1½"x1" (40x25mm) box section frame for glazing 3/8"x3/8" (10x10mm) using 16 SWG sheet 'U' shaped rubber supported with 1"x1/8" (25x3mm) M.S. flat for fixing 3/16" (5 mm) thick glass panes M.S. box section ½"x½" (13x13mm) of 16 SWG for fixing 24 SWG wire gauze on outer side by means of ¾"x1/8" (20x3mm) M.S. flat and screws including grill of M.S. flat ½"x1/8" (13x3mm) or ¼"x¼" (6x6mm) square bar with independent frame of ½"x½" (13x13mm) box section of 16 SWG i/c all C.P. fitting and painting 3 coats complete in all respect. | 1 | 1983.6 |  |  |  | 4325636.52
107 | Making and fixing steel grated door with 1/16" thick 1.5mm) sheeting, including angle iron frame 2"x2"x3/8" (50x50x10 mm) and ¾" (20 mm) square bars 4" (100 mm) | 1 | 908 |  |  |  | 2512436
108 | Distempering:- 2 coats | 100 | 19399.647 |  |  |  | 235191.6204
109 | Providing and fixing 1¼x1¼"x3/16" (31x31x5 mm) angle" iron step, in manhole chambers, including carriage and setting the same in work to correct lines and levels. | 1 | 369 |  |  |  | 251196.75
110 | Providing/fixing stair railing consisting of M.S. Box section size 1-1/2"x3" of 16 SWG welded with M.S. flat 1"x1/8" continuously and welded over M.S. square bars 5/8"x5/8"punched in M.S. flat 2 ¾' high @ 5½" c/c fixed in steps of stair I/C painting 3 coats complete. | 1 | 111.86 |  |  |  | 125864.872
111 | Providing and fixing trash rack as per drawing | 1 | 2800 |  |  |  | 1688400
112 | Providing and layingTuff Pavers, having 7000PSI ,crushing strength of approved manufa cturer, over2"to3" sand cushion i/c grouting withsand in joints i/c finishing to require slope . complete in all respect. (50% Grey / 50% Coloured) 60-mm thick | 1 | 9477.0586 |  |  |  | 1946587.8364
113 | Providing & laying graded bajri ½" to 2" gauge on level (including carriage). | 100 | 2287.97 |  |  |  | 412237.2827
114 | 1½"(40 mm) thick mosaic flooring, consisting of ½ " mosaic topping of one part of cement and marble powder in the ratio of 3:1 and two parts of marble chips, laid over 1"(25 mm) thick floor of 1:2:4 cement concrete, including rubbing and polishing complete with finishing :-using grey cement | 100 | 5447.5326 |  |  |  | 1615656.4562
115 | Mosaic dado or skirting with one part of cement and marble powder in the ratio of 3:1 and two parts of marble chips, laid over ½"(13 mm) thick cement plaster 1:3, including rubbing and polishing, complete with finishing:(a) using grey cement: i) 1/2"(13 mm) thick | 100 | 385.13 |  |  |  | 73740.2634
116 | Providing and fixing marble strip of any shade for dividing the mosaic flooring into panels(a) Size 1½" x 3/8" (40 x 10 mm) | 1 | 2922.31 |  |  |  | 115723.476
117 | Supply and erection of backlite button holder shade, large size. | 1 | 596 |  |  |  | 106535
118 | Suppling,Installation and comissioning of MCB (Miniature Circuit Breaker) of specified rating made of LEGRAND FRANCE/ GE U.S.A / SCHNEIDER GERMANY /SIEMEN GERMAN/TERASAKI JAPAN/ ABB SWITZERLAND in prelaid DBs and Panels i/c the cost of screwes,necessary wire completb) Double Pole(iii) 6-63 Amp (10 KA) | 1 | 5 |  |  |  | 28081.25
119 | Suppling,Installation and comissioning of MCB (Miniature Circuit Breaker) of specified rating made of LEGRAND FRANCE/ GE U.S.A / SCHNEIDER GERMANY /SIEMEN GERMAN/TERASAKI JAPAN/ ABB SWITZERLAND in prelaid DBs and Panels i/c the cost of screwes,necessary wire complet Single Pole(iii) 6-63 Amp (10 KA) | 1 | 29 |  |  |  | 42158.75
120 | Providing and fixing Pakistan Energy Label NEECA approved Copper winded wall bracket Fan i/c the cost of necessary cable and hardware for connection as approved and directed by Engineer Incharge.ii) 24" Sweep dia | 1 | 34 |  |  |  | 387547.3
121 | Barrow pit excavation undressed lead up to 100 ft in ordinary soil. | 1000 | 58871.79 |  |  |  | 620131.8871
122 | Compaction of earth work with power Road Roller, i.c ploughing mixing, moistening earth to optimum moisture content in layer etc; complete 90 % maximum modified AASHO dry denisty | 1000 | 58871.79 |  |  |  | 84628.1981
123 | Earthwork excavation in irrigation channels, drains, etc. to designed section, grades and profiles, excavated material disposed off undressed within 50 ft. (15 m) lead:- ordinary Soil | 1000 | 14550.01 |  |  |  | 73240.3853
| Cement plaster 1.5" (40 mm) thick ratio 1:6:- |  | 0
| a) In bed | 100 | 2500 |  |  |  | 162801.25
| b) On slope | 100 | 3876 |  |  |  | 285407.322
124 | Cement concrete lining, using washed screened and graded stone aggregate:- |  | 0
| a) In bed, ratio 1:2:4 | 100 | 856.25 |  |  |  | 419707.2062
| b) On slope, ratio 1:2:4 | 100 | 1327.53 |  |  |  | 681046.7855
125 | Providing and placing cement, sand and bituminous joint sealant in ratio 1:2:3, 1/2" wide, 1" deep. | 1 | 637.6 |  |  |  | 11030.48
126 | Bitumen coating to plastered or cement concrete surface:- 10 lbs. per 100 Sft. | 100 | 318.8 |  |  |  | 4908.8824
127 | Excavation in foundation of building, bridges, and other structures, including dag belling, dressing refilling around structure with excavated earth, watering and ramming lead upto one chain (30m)and lift upto 5' (1.5 m) (b) in ordinary soil.By Manual | 1000 | 46483.3931 |  |  |  | 735560.1849 | 31715324 | 30979763.8151
128 | Providing and laying reinforced cement concrete (including prestressed concrete), using Sulphate resisting cement; coarse sand and screened graded and washed aggregate, in required shape and design, including forms, moulds, shuttering, lifting, compacting, curing, rendering and finishing exposed surface, complete 2) Plastering done under soffit of R.C.C. (but excluding the cost of steel reinforcement, its fabrication and placing in position etc.) |  | 0
129 | Providing and laying dry, hand packed stone apron as per drawing | 100 | 11277.6028 |  |  |  | 772403.0158
130 | Excavation in foundation of building, bridges, and other structures, including dag belling, dressing refilling around structure with excavated earth, watering and ramming lead upto one chain (30m)and lift upto 5' (1.5 m) (b) in ordinary soil. By Manual | 1000 | 72531.6637 |  |  |  | 1147751.9269
131 | Spraying antitermite liquid mixed with water ratio 1:40 | 1 | 88776.1875 |  |  |  | 1114141.1531
132 | Pacca brick work in ground floor. Cement sand mortar Ratio 1:4 | 100 | 47794.11 |  |  |  | 17124916.3777
133 | Providing and laying reinforced cement concrete (including prestressed concrete), using Sulphate resisting cement; coarse sand and screened graded and washed aggregate, in required shape and design, including forms, moulds, shuttering, lifting, compacting, curing, rendering and finishing exposed surface, complete 2) Plastering done under soffit of R.C.C. (but excluding the cost of steel reinforcement, its fabrication and placing in position etc.) - a) Reinforced cement concrete in roof slab, beams, columns lintels, girders and other structural members laid in situ or precast laid in position, or prestressed members cast in situ, complete in all respects. Type C (nominal mix 1:2:4) | 1 | 21724.43 |  |  |  | 16116268.3955
134 | Providing and fixing windows consisting of M.S box section frame 2" x 1½" ( 50 x 40mm) Leaves frame 1½" x 1" (40 x 25 mm) box section frame for glazing 3/8" x 3/8" (10 x 10 mm) using 16 SWG sheet 'U' shaped rubber supported with 1" x 1/8" (25 x 3 mm) M.S. flat for fixing 3/16" (5 mm) thick glass panes M.S. box section 1/2" x 1/2" (13 x 13 mm) of 16 SWG for fixing 24 SWG wire gauge on outer side by means of 3/4" x 1/8" (20 x 3 mm) M.S. flat and screws including grill of M.S. flat 1/2" x 1/8" (13 x 3 mm) or 1/4" x 1/4" (6 x 6 mm) square bar with independent frame of 1/2" x 1/2" (13 x 13 mm) box section of 16 SWG i/c all C.P fitting and painting 3 coats complete in all respect. | 1 | 3276 |  |  |  | 7143973.2
135 | Providing and fixing 1½" (40 mm) thick solid flush door shutter sterling or equivalent with commercial ply (5mm thick) on both sides double pressed and deodar wood lapping 1½" x 3/8" (40 mm x 10 mm) around shutter including chromium plated fitting, iron hinges with aluminum kick plate 22 SWG on both sides and finger plate complete in all respect. | 1 | 3822 |  |  |  | 2441684.7
136 | Providing and laying single layer of tile 9" x 4½" x 1½" laid over 4" earth and 1" thick mud plaster without bhoosa, grouted with cement mud (1:3) on top of R.C.C. roof, slab, provided with 34 lbs. per % Sft. Or 1.72 Kg./Sq.m. bitumen coating sand blinded. | 100 | 33854.8438 |  |  |  | 4461932.9869
137 | 1½"(40 mm) thick mosaic flooring, consisting of ½ " mosaic topping of one part of cement and marble powder in the ratio of 3:1 and two parts of marble chips, laid over 1"(25 mm) thick floor of 1:2:4 cement concrete, including rubbing and polishing complete with finishing :-using grey cement | 100 | 22325.3713 |  |  |  | 6621370.2322
138 | Mosaic dado or skirting with one part of cement and marble powder in the ratio of 3:1 and two parts of marble chips, laid over ½"(13 mm) thick cement plaster 1:3, including rubbing and polishing, complete with finishing:(a) using grey cement: i) 1/2"(13 mm) thick | 100 | 14054.04 |  |  |  | 2690905.9577
139 | Providing and fixing marble strip of any shade for dividing the mosaic flooring into panels(a) Size 1½" x 3/8" (40 x 10 mm) | 1 | 22750 |  |  |  | 900900
140 | Cement concrete plain including, placing, compacting, finishing and curing complete (including screening and washing of stones aggregate) |  | 0
141 | Cement plaster 3/8" (10 mm thick under soffit of R.C.C. roof slabs only, upto 20' height (Ratio 1:3). | 100 | 21116.55 |  |  |  | 1111712.4496
142 | Providing and fixing sliding; bolt to doors iron sliding bolt, 10" (250 mm) long. | 1 | 182 |  |  |  | 119546.7
143 | Providing and fitting glazed earthen ware water closet, squatter type (Orisa pattern) combined with foot rest white. | 1 | 91 |  |  |  | 373559.55
144 | Providing and fitting "P" trap 10 cm (4") glazed. | 1 | 273 |  |  |  | 126439.95
145 | Providing and Fixing chromium plated bib cock (ii)1.5 cm (1/2"). | 1 | 364 |  |  |  | 596668.8
146 | Providing & fitting plastic made low down flushing cistern 13.63 litre (3 gallons) capacity, including bracket set, copper connection, etc. complete (i) white. | 1 | 91 |  |  |  | 734297.2
147 | Providing and installing P.V.C. tees, of B.S.S.Class `B' working pressure:-b) 4" i/d (100 mm) | 1 | 364 |  |  |  | 864227
148 | Providing,laying,testing and commissioning of POLYPROPYLENE RANDOM COPOLYMER (PPRC water supply pipe ( Dadex/ Popular/ Beta or approved equivalent manufacturer, withs pecified pressure rating PN (PRESSURE NOMINAL) and conforming to DIN8077-8078 codei/ccost of solvent,specials,making jharries complete in all respect as approved and directed by Engineer Incharge.(Internal/ExternalDiametersmentioned). a) PN-16 pipe |  | 0
i | a) 20mm | 1 | 9100 |  |  |  | 572845
ii | b) 25mm | 1 | 4550 |  |  |  | 396305
149 | Providing and fixing looking glass (mirror) 22" x 16" (55 x 40) cm, and 5 mm thick glass first quality. | 1 | 91 |  |  |  | 132650.7
150 | Providing and fixing stainless steel sink with drain board, size 120 x 60 cm (48 x 24") including bracket set, waste pipe and waste coupling. | 1 | 91 |  |  |  | 1384028.1
151 | Providing and fitting. |  | 0
| a) Plastic soap dish. | 1 | 91 |  |  |  | 125580
| b) Plastic towel rail. | 1 | 91 |  |  |  | 146510
| c) plastic shelf 60x13cm (24" x 5") with bracket and railing. | 1 | 91 |  |  |  | 94185
152 | Providing and fixing chromium plated tee stop cock 15 mm (1/2"). | 1 | 91 |  |  |  | 181927.2
153 | Supply and erection of wall socket with 3 pin 5 amp shoe. | 1 | 256 |  |  |  | 52403.2 | -52147.2
154 | Supply and erection of 3 pin switch and plug combined recessed type (ii) 10/15 amp. | 1 | 182 |  |  |  | 38784.2
155 | P/F wall mounted DB (Distribution Board) made with 16SWG Sheet (Recessded/Surface mounted Type), Powder coated Paint, i/c the cost of Lock, Indication lights,Thimble, Copper Comb, Wiring, Netural & Earth Bar, Door Earthing, Digital Voltmeter,Digital Ammeter,Volt Selector Switch,Ammeter selector switch,Current Transformers and Controles Complete in all respect as approved and directed by the Engineer Incharge (Breakers will be Paid Separately)(a) 6" deep (i) 20~60A | 1 | 91 |  |  |  | 2222461.15
156 | Suppling,Installation and comissioning of MCB (Miniature Circuit Breaker) of specified rating made of LEGRAND FRANCE/ GE U.S.A / SCHNEIDER GERMANY /SIEMEN GERMAN/TERASAKI JAPAN/ ABB SWITZERLAND in prelaid DBs and Panels i/c the cost of screwes,necessary wire completb) Double Pole(iii) 6-63 Amp (10 KA) | 1 | 91 |  |  |  | 511078.75
157 | Suppling,Installation and comissioning of MCB (Miniature Circuit Breaker) of specified rating made of LEGRAND FRANCE/ GE U.S.A / SCHNEIDER GERMANY /SIEMEN GERMAN/TERASAKI JAPAN/ ABB SWITZERLAND in prelaid DBs and Panels i/c the cost of screwes,necessary wire complet Single Pole(iii) 6-63 Amp (10 KA) | 1 | 364 |  |  |  | 529165
158 | Supply and erection of 3/8" (10mm) dia M.S. bar fan hook, placed at the time of casting of slab. | 1 | 91 |  |  |  | 7621.25
159 | Providing and fixing Pakistan Energy Label NEECA approved Copper winded Ceiling Fan i/c the cost of necessary cable and hardware for connection as approved and directed by Engineer Incharge. 56" Sweep | 1 | 91 |  |  |  | 984201.4
160 | Erecting of ceiling fan along with regulator (all sizes) including carriage local railway station/ store to site of work, electric wire/cable for suspension rod and board connection and cutting, threading on the rod where necessary. | 1 | 91 |  |  |  | 60392.15
161 | Provided and installed 1 HP electric water pump with 70 ft bore, and successfully installed a 200-gallon water tank including all accessories and plumbing connections. | 1 | 91 |  |  |  | 9081800
162 | HT Spun Pole 45' | 1 | 25 |  |  |  | 1783600
163 | HT S/STRUCTURE Pole 36' | 1 | 700 |  |  |  | 50176000
164 | Earthing | 1 | 840 |  |  |  | 4609920
165 | Steel -X-ARMS | 1 | 1760 |  |  |  | 14666080
166 | 11-KV Disc: Insulator | 1 | 1530 |  |  |  | 6502500
167 | Eye Nut/Anchore Shakle/D.End Clump | 1 | 1200 |  |  |  | 730800
168 | 11KV Pin Insulator with Pins | 1 | 2415 |  |  |  | 4339755
169 | D-Shakel + Spool Insulator | 1 | 1000 |  |  |  | 599000 | 830550 | 833940
170 | DA Bolts | 1 | 700 |  |  |  | 250600
171 | Nuts & Bolts 14" | 1 | 500 |  |  |  | 104000
172 | Nuts & Bolts 12" | 1 | 500 |  |  |  | 92000
173 | Nuts & Bolts 02" | 1 | 200 |  |  |  | 9800
174 | Stay Rod + stay strips Complete | 1 | 150 |  |  |  | 590250
175 | Stay Wire | 1 | 1870 |  |  |  | 746130
176 | ACSR Rabbit Conductor | 1 | 61590 |  |  |  | 15089550
177 | Transformer 400-KVA | 1 | 2 |  |  |  | 4378000
178 | Transformer 100-KVA | 1 | 5 |  |  |  | 2533800
179 | Transformer 50-KVA | 1 | 5 |  |  |  | 2002835
180 | Transformer 25-KVA | 1 | 46 |  |  |  | 13171640
181 | Plate form D/Edge | 1 | 60 |  |  |  | 1457400
182 | Nuts & Bolts | 1 | 1283 |  |  |  | 254034
183 | D-Fues Fitting Set | 1 | 183 |  |  |  | 3339750 | 1283
184 | Steel Crass arm for D fuse Mounting | 1 | 50 |  |  |  | 238500
185 | LT Capacitor | 1 | 50 |  |  |  | 545000
186 | LT Spun / PCC Pole 31' | 1 | 527 |  |  |  | 12463550
187 | street light pole bracket 30 mm (1¼") G.I. pipe 2 metre long, complete with 2 No. pole clamp. (Ch-24) [Pump station + Tubewell Rooms) | 1 | 200 |  |  |  | 675700
188 | Supply and erection of pole mounted street light, holders, shade and glass, etc., for fitting 125/250 watts mercury vapour lamp (excluding cost of lamps): ii) Philips design (Ch 24) [Pump station + Tubewell Rooms) | 1 | 200 |  |  |  | 1389960
189 | Supply and fitting of mercury vapour lamp, complete with choke set ii) 250 watt lamp (Ch 24) [Pump station + Tubewell Rooms) | 1 | 200 |  |  |  | 822660
190 | PVC 4/C Cable 19.083 (70mm Armoured | 1 | 6300 |  |  |  | 6142500
191 | AMR METER HT/LT Type (bi-directional) | 1 | 50 |  |  |  | 2445000
192 | ATB A-Type 100/5 | 1 | 17 |  |  |  | 532100
193 | CTs 100/5 Amp | 1 | 108 |  |  |  | 1137240
194 | (A)Installation Charges of 11 KV Line material Complete in all respect | 1 | 1 |  |  |  | 16263340
195 | (B)Installation Charges of Sub Station material Complete in all respect | 1 | 1 |  |  |  | 5598490
196 | (c.)Installation Charges of service and Metering material complete in all respect | 1 | 1 |  |  |  | 1034832
197 | Earthing Pit & Material Complete in all respect | 1 | 1 |  |  |  | 8064000
198 | Foundation Charges complete in all respect | 1 | 1 |  |  |  | 42000000
199 | 630 KVA TRANSFORMER | 1 | 2 |  |  |  | 4750000 | 14594316
200 | 200 KVA TRANSFORMER | 1 | 2 |  |  |  | 1808844 | 9844316
201 | D/STRUCTURE PLATEFORM | 1 | 7 |  |  |  | 170030
202 | S/STRUCTURE PLATEFORM | 1 | 6 |  |  |  | 94716
203 | HT PCC POLE | 1 | 12 |  |  |  | 396000
204 | AMR METER | 1 | 9 |  |  |  | 316800
205 | Stay Rods | 1 | 14 |  |  |  | 50274
206 | Earth Rods | 1 | 58 |  |  |  | 86884
207 | PVC 4/C 19/.052 | 1 | 420 |  |  |  | 182700
208 | Providing and fixing barbed wire fencing, with 4 horizontal and two cross wires, with R.C.C. 1:2:4 posts, 5.5'x6"x9" (1.68mx150mmx225 mm) at 8 ft. (2.45 m) center to center, reinforced with 4 No. 3/8" (10 mm) dia vertical bars and 1/8" (3 mm) dia stirrups 12" (300 mm) center to center, complete in all respects. in cement concrete 1:4:8 base of size 12"x12"x21" | 100 | 49390 |  |  |  | 34250927.81 | #REF!
209 | Excavation in foundation of building, bridges, and other structures, including dag belling, dressing refilling around structure with excavated earth, watering and ramming lead upto one chain (30m)and lift upto 5' (1.5 m) (b) in ordinary soil. | 1000 | 2062.982 |  |  |  | 32644.9366 | #REF!
210 | Providing and fixing collapsible gate made of 2"x2"x"¼" (50x50x6 mm) tee iron at top and bottom, channel iron verticals ¾"x¼"x¼"x1/8" (20x6x6x3 mm) at 3" (75 mm) to 5" (125 mm) centre to centre (approximate) and flat iron crosses 3"x3/16" (75x5 mm), and best quality rollers at bottom of 3" (75 mm) diameter including holdfasts, handles 12" (300 mm) long of ¾"x¼"x¼"x1/8" (20x6x6x3 mm) channel iron, locking arrangement inside and outside, painting 3 coats of black Japan enameled, complete in working order. | 1 | 6650 |  |  |  | 13206567.5
211 | Supply and erection PVC pipe for recessed wiring (main and sub-main) purpose, including bends, specials, etc. in floor, wall or trenches:- 50mm i/d | 1 | 14250 |  |  |  | 3348037.5
212 | Supply and erection of single core PVC insulated copper conductor cables, in prelaid PVC pipe/M.S. conduit/G.I pipe/wooden strip batten/wooden casing an capping/G.I. wire/trenches (rate for cables only):7/0.74 mm (7/0.029") | 1 | 28500 |  |  |  | 1604550
213 | Providing installation, testing, and commissioning of a vertical deep well turbine tubewell pump with discharge 2 cusec against 70 ft head, including bowl assembly, vertical column pipe with shaft, motor, pre-lubrication tank, foundation fixing and alignment, MCCB/control panel with all electrical connections, cables and accessories from transformer to tubewell including earthing and protection devices, complete suction and delivery piping up to 25 ft outlet basin of approved material (MS/CI) with bends, flanges, valves, gaskets, supports and accessories, carrying out all works for energizing, testing, and full-load commissioning; pump casing in Gray Cast Iron EN-GJL-250, impeller in Stainless Steel grade 1.4408, column pipe coated internally and externally with epoxy paint, materials verified per EN 10204-3.1, minimum 80% efficiency per ISO 9906-1B; motor of reputed manufacturer, vertical solid shaft, IE3 efficiency class, 15 kW (20 HP, 1450 rpm), 4-pole, 3-phase, 50 Hz, 380/400 V, manufacturer to have in-house hydraulic and metallurgical testing facility, complete in all respects suitable for tubewell application. [including transportation and all overhead charges] | 1 | 37 |  |  |  | 160955550
214 | Providing installation, testing and commissioning of horizontal centrifugal pump having discharge capacity of 10 cusec against 30 ft - 35 ft head including pump, motor, bowl assembly, column set, pre-lubrication tank, foundation fixing and alignment, MCCB/control panel with all electrical cables and connections from transformer to pump including earthing and protection devices, complete suction piping inside the chamber (SS/MS/CI) and delivery piping up to the outlet basin (40–50 ft) of approved material (Fibre reinforced cement/upvc of suitable internal diameter size as approved by E-in-C) with all bends, flanges, gaskets, supports and accessories, and carrying out all works necessary for energizing, testing and full-load commissioning of the complete pump set in all respects.. Pump shall have min. 81% efficiency which should be verified according to ISO 9906-1B standard. Material of pump casing shall be Gray cast iron EN-GJL-250 having impeller in Stainless Steel grade 1.4408. Pump shall be coated internally with epoxy paint. Material of pump shall be verified according to material test certificate EN 10204-3.1. Motor shall be of reputed manufacturer having min. IE3 efficiency class. Rating of motor to be 37 KW (50HP, 950 rpm)/6 pole, 3 phase, 50 Hz, 380/400 Volts. Manufacturer shall have its own testing facility to verify pumps hydraulic performance testing. Manufacturer shall have its own material testing lab to verify metallurgical testing. [including transportation and all overhead charges] | 1 | 8 |  |  |  | 31088992
215 | Providing installation, testing and commissioning of horizontal centrifugal pump having discharge capacity of 10 cusec against 40 ft - 45 ft head including pump, motor, bowl assembly, column set, pre-lubrication tank, foundation fixing and alignment, MCCB/control panel with all electrical cables, accessories and connections from transformer to pump including earthing and protection devices, complete suction piping inside the chamber (SS/MS/CI) and delivery piping up to the outlet basin (40–50 ft) of approved material (Fibre reinforced cement/upvc of suitable internal diameter size as approved by E-in-C) with all bends, flanges, valves, gaskets, supports and accessories, and carrying out all works necessary for energizing, testing and full-load commissioning of the complete pump set in all respects.. Pump shall have min. 82% efficiency which should be verified according to ISO 9906-1B standard. Material of pump casing shall be Gray cast iron EN-GJL-250 having impeller in Stainless Steel grade 1.4408. Pump shall be coated internally with epoxy paint. Material of pump shall be verified according to material test certificate EN 10204-3.1. Motor shall be of reputed manufacturer having min. IE3 efficiency class. Rating of motor to be 45 KW (60HP, 950 rpm)/6 pole, 3 phase, 50 Hz, 380/400 Volts. Manufacturer shall have its own testing facility to verify pumps hydraulic performance testing. Manufacturer shall have its own material testing lab to verify metallurgical testing. [including transportation and all overhead charges] | 1 | 6 |  |  |  | 24840714
216 | Providing installation, testing and commissioning of horizontal centrifugal pump having discharge capacity of 20 cusec against 30 ft - 35 ft head including pump, motor, bowl assembly, column set, pre-lubrication tank, foundation fixing and alignment, MCCB/control panel with all electrical cables, accessories and connections from transformer to pump including earthing and protection devices, complete suction piping inside the chamber (SS/MS/CI) and delivery piping up to the outlet basin (40 -- 50 ft) of approved material (Fibre reinforced cement/upvc of suitable internal diameter size as approved by E-in-C) with all bends, flanges, valves, gaskets, supports and accessories, and carrying out all works necessary for energizing, testing and full-load commissioning of the complete pump set in all respects.. Pump shall have min. 83% efficiency which should be verified according to ISO 9906-1B standard. Material of pump casing shall be Gray cast iron EN-GJL-250 having impeller in Stainless Steel grade 1.4408. Pump shall be coated internally with epoxy paint. Material of pump shall be verified according to material test certificate EN 10204-3.1. Motor shall be of reputed manufacturer having min. IE3 efficiency class. Rating of motor to be 75 KW (100HP, 950 rpm)/8 pole, 3 phase, 50 Hz, 380/400 Volts. Manufacturer shall have its own testing facility to verify pumps hydraulic performance testing. Manufacturer shall have its own material testing lab to verify metallurgical testing. [including transportation and all overhead charges] | 1 | 1 |  |  |  | 8178639
217 | Providing installation, testing and commissioning of vertical tubular casing pump with ever cleaning blades having discharge capacity of 40 cusec against 16-25 ft head including pump, motor, bowl assembly, column set, pre-lubrication tank, foundation fixing and alignment, MCCB/control panel with all electrical cables, accessories and connections from transformer to pump including earthing and protection devices, complete suction piping inside the chamber (SS/MS/CI) and delivery piping up to the outlet basin (40–50 ft) of approved material (Fibre reinforced cement/upvc of suitable internal diameter size as approved by E-in-C) with all bends, flanges, valves, gaskets, supports and accessories, and carrying out all works necessary for energizing, testing and full-load commissioning of the complete pump set in all respects. . Pump shall have min. 84% efficiency which should be verified according to ISO 9906-1B standard. Material of pump casing shall be Gray cast iron JL-1040 having propeller (ever cleaning blades) in Stainless Steel grade 1.4408. Pump and column pipe shall be coated internally and externally with epoxy paint. Material of pump shall be verified according to material test certificate EN 10204-3.1. Motor shall be of reputed manufacturer having min. IE3 efficiency class. Vertical solid shaft. Rating of motor to be 110 KW (150HP, 450 rpm)/8 pole, 3 phase, 50 Hz, 380/400 Volts. . Manufacturer shall have its own testing facility to verify pumps hydraulic performance testing. Manufacturer shall have its own material testing lab to verify metallurgical testing. [including transportation and all overhead charges] | 1 | 8 |  |  |  | 104036352
218 | Providing, installation, testing and comissioning of 5 Ton and more capacity Gantry Craine, with girder bridge type arrangement, fitted with electric motor for its operation and mobility, electric wiring and fixing in position, complete in all rspect. | 1 | 4 |  |  |  | 5888892
219 | Providing, installation, testing and comissioning of 10 Ton and more capacity Gantry Craine, with girder bridge type arrangement, fitted with electric motor for its operation and mobility, electric wiring and fixing in position, complete in all rspect. | 1 | 1 |  |  |  | 1315342
220 | Direct Rotary / Reverse Rotary drilling of bore for tubewell in all type of soil except shingle gravel and rock. i). 15 " To 18" ( 500 to 650 mm) | 1 | 8140 |  |  |  | 7033367
221 | Collection of lithological samples with sieve analysis at every 5 ft. interval or change of lithology whichever is earlier. | 1 | 1628 |  |  |  | 130240
222 | Furnishing sample of water from bore hole. | Per Set of 2 bottles | 37 |  |  |  | 8613.6
223 | Providing, installations testing and commissioning of 16” dia fiberglass blind pump housing casing with 6mm wall thickness having quick lock mechanical key joints complete in all respect as per specification and approved by the Engineer. | 1 | 2590 |  |  |  | 13910890
224 | Providing and installation of Fibre Glass reducer 16”x10” with wall thickness 5.5 mm. complete in all respect as per specification and approved by the Engineer. | 1 | 74 |  |  |  | 2633068
225 | Providing and installing Fiberglass Reinforced Polypropelene (FRP) strainer of specifid wall thickness having slot size of 0.9 mm to 1.10 mm in Tubewell borehole i/c the cost of male/female coupling with Nylone Strip,studs complete in all respect as approved and directed by the Engineer Incharge vi) 10" inch dia (6.35 mm thickness | 1 | 4440 |  |  |  | 17167038
226 | Proving and installation of fiberglass Blank blind casing pipe dia 10” with 5.5” wall thickness. complete in all respect as per specification and approved by the Engineer. | 1 | 740 |  |  |  | 2651420
227 | Providing and installing Fiber glass Reinforced Polypropelene (FRP) bail plug of specified wall thickness having slot size of 0.9 mm to 1.10 mm in Tubewell bore hole i/c the cost of male / female coupling with Nylone Strip, studs complete in all respect as approved and directed by the Engineer Incharge.vi) 10"dia (6.35mm thickness) | 1 | 370 |  |  |  | 1382135
228 | Providing and installation of centralizer complete in all respect as per specification and approved by the Engineer. | 1 | 148 |  |  |  | 169904
229 | Shrouding with graded pea gravel 3/8" to 1/8" arround tubewell casing in the bore hole. | 1 | 6520.88 |  |  |  | 1217122.252
230 | Testing and Development of tubewell of size 6"(150 mm ) and above continusly. ii) Above 1.5 cs Discharge | 1 | 2664 |  |  |  | 8666258.4
231 | Supply and erection of copper conducter cables for service connection (rate for cable only), PVC insulated, PVC sheathed 4 core , 600/1100 volt non armoured cable. (7/0.064") | 1 | 1850 |  |  |  | 1709492.5
232 | Excavation of trenches in all kinds of soil except cutting rock, for watersupply pipelines upto 5 ft. (1.5 m) depth from ground level, including trimming, dressing sides leveling the beds of trenches to correct grade and cutting pits for joints, etc. complete in all respects. | 1000 | 118400 |  |  |  | 1337197.76
233 | Providing,laying,testing and commissioning μPVC (Unplasticized Poly vinyl Chloride Pressure pipe of nominal diameter, conforming to PS-3051/BS-3505, Dadex/ Popular/ Beta or approved equivalent manufacturer,i/c the cost of solvent and specials complete as approved and directed by the Engineer Incharge. a)Class-D 12 inch | 1 | 14800 |  |  |  | 52762000
234 | Providing,laying,testing and commissioning μPVC (Unplasticized Poly vinyl Chloride Pressure pipe of nominal diameter, conforming to PS-3051/BS-3505, Dadex/ Popular/ Beta or approved equivalent manufacturer,i/c the cost of solvent and specials complete as approved and directed by the Engineer Incharge. a)Class-D 3 inch | 1 | 555 |  |  |  | 277666.5
235 | Providing installation, testing, and commissioning of a 22.5 kW Solar PV system capable of running a horizontal centrifugal pump with discharge 2 cusec against 70 ft head, pump minimum 81% efficiency, including Tier-1 Bloomberg-certified mono / bi-facial N-type solar panels (JINKO / LONGI / JA / Canadian / AKCome / TW / Trina, 700+ W/panel, 23.5% efficiency), solar pump inverter INVT suitably rated for system capacity, mounted on 12 ft high L2/L3/L4 galvanized steel structure (14 gauge) with complete mechanical and civil works, DC and AC cabling with XLPE/PVC insulated tin-coated copper wires, combiner boxes, AC & DC breakers, SPDs (A+ grade), all distribution/protection boxes (12"×18"×18" SWG or equivalent), PVC pipes, flexible pipes (1–1.5"), thimbles (O-type, U-type with shrouds), Rawl bolts, nuts and bolts, complete earthing system, lightning arrestor, all civil works, foundations, and supports, all electrical connections for net metering with meter, transportation of all materials from warehouse to site, testing, commissioning, and manufacturer-provided maintenance/after-sales service for up to 2 years, complete in all respects as directed by the Engineer-in-Charge. | 1 | 87 |  |  |  | 169663050
236 | GNSS (Topographical) Surveying instrument with Base, Rover, Controller complete in all respect | 1 | 1 |  |  |  | 1829000
237 | Providing and supplying a complete aerial topographic survey package consisting of a professional RTK-enabled survey drone, high-resolution photogrammetry camera, licensed processing software, additional 8 batteries with charging hub, Ground Control Point (GCP) sets/markers, High graded RTK base station kit with tripod and pole, and 5 TB rugged NVMe SSD storage, complete in all respects (Equivalent: DJI Matrice 350 RTK Drone, Zenmuse P1c etc) | 1 | 1 |  |  |  | 4250000
238 | Providing and supplying a Total Station with angle accuracy ≤5″, EDM reflectorless range ≥500 m, prism range ≥1500 m, distance accuracy ±(2 mm + 2 ppm), 30× telescope, dual-axis compensator, rechargeable batteries with charger, prism set with pole, tripod, data storage/USB/Bluetooth interface, carrying case, calibration certificate, and all accessories complete. | 1 | 1 |  |  |  | 1475000
239 | Providing and supplying an automatic self-leveling Auto-Level with minimum 32× magnification, ±2 mm/km accuracy, dual-axis compensator, tripod, 2.5 m leveling staff, carrying case, calibration certificate, and all accessories complete. | 1 | 4 |  |  |  | 519200
240 | Providing and supplying a high-performance workstation laptop with Intel Core i9-14900HX / AMD Ryzen 9 7940HX or higher, 64GB DDR5 RAM, 2TB NVMe Gen-5 M.2 SSD, dedicated NVIDIA RTX 4080 (12GB) or higher GPU, Windows 11 Pro, full-size keyboard with numeric pad, complete with premium laptop bag, wireless headphones (Sennheiser/Beats/Sony/Anker or equivalent), USB 3.2 Gen-2 (10Gbps) flash drive, and Logitech MX Master 3S wireless mouse or equivalent, complete in all respects. | 1 | 2 |  |  |  | 1700000
241 | Providing installation, testing, and commissioning of a 64 kW Solar PV system capable of operating a horizontal centrifugal pump with discharge 10 cusec against 40 - 45 ft head, pump minimum 82% efficiency verified as per ISO 9906-1B standard, including Tier-1 Bloomberg-certified mono/ bi-facial N-type solar panels (JINKO / LONGI / JA / Canadian / AKCome / TW / Trina, 700+ W/panel, 23.5% efficiency), solar pump inverter INVT suitably rated for system capacity, mounted on 12 ft high L2/L3/L4 galvanized steel structure (14 gauge) with complete mechanical and civil works, DC and AC cabling using XLPE/PVC insulated tin-coated copper wires, combiner boxes, AC & DC breakers, SPDs (A+ grade), all distribution/protection boxes (12"×18"×18" SWG or equivalent), PVC pipes, flexible pipes (1–1.5"), thimbles (O-type, U-type with shrouds), Rawl bolts, nuts and bolts, complete earthing system, lightning arrestor, all civil works, foundations, and supports, electrical connections for net metering with meter, transportation of all materials from warehouse to site, testing, commissioning, and manufacturer-provided maintenance/after-sales service for 2 years, complete in all respects as directed by the Engineer-in-Charge. | 1 | 6 |  |  |  | 30368325
242 | Providing installation, testing, and commissioning of a 53.5 kW Solar PV system capable of running a horizontal centrifugal pump with discharge 10 cusec against 30–35 ft head, pump minimum 81% efficiency, including Tier-1 Bloomberg-certified mono / bi-facial N-type solar panels (JINKO / LONGI / JA / Canadian / AKCome / TW / Trina, 700+ W/panel, 23.5% efficiency), solar pump inverter INVT suitably rated for system capacity, mounted on 12 ft high L2/L3/L4 galvanized steel structure (14 gauge) with complete mechanical and civil works, DC and AC cabling with XLPE/PVC insulated tin-coated copper wires (DC 1-core 6 mm, AC 4-core 6 mm, 25 mm PVC/XLPE), combiner boxes, AC & DC breakers, SPDs (A+ grade), all distribution/protection boxes (12"×18"×18" SWG or equivalent), PVC pipes, flexible pipes (1–1.5"), thimbles (O-type, U-type with shrouds), Rawl bolts, nuts and bolts, complete earthing system, lightning arrestor, all civil works, foundations, supports, electrical connections for net metering with meter, transportation of all materials from warehouse to site, testing, commissioning, and manufacturer-provided maintenance/after-sales service for 2 years, complete in all respects as directed by the Engineer-in-Charge. | 1 | 7 |  |  |  | 28815150
243 | Providing installation, testing, and commissioning of a 107 kW Solar PV system for a horizontal centrifugal pump with discharge 20 cusec against 30 - 35 ft head, pump minimum 83% efficiency, including Tier-1 Bloomberg-certified mono/ bi-facial N-type solar panels (JINKO / LONGI / JA / Canadian / AKCome / TW / Trina, 700+ W/panel, 23.5% efficiency), solar pump inverter INVT suitably rated for system capacity, mounted on 12 ft high L2/L3/L4 galvanized steel structure (14 gauge) with complete mechanical and civil works, DC and AC cabling with XLPE/PVC insulated tin-coated copper wires (DC 1-core 6 mm, AC 4-core 6 mm, 25 mm PVC/XLPE), combiner boxes, AC & DC breakers, SPDs (A+ grade), all distribution/protection boxes (12"×18"×18" SWG or equivalent), PVC pipes, flexible pipes (1–1.5"), thimbles (O-type, U-type with shrouds), Rawl bolts, nuts and bolts, complete earthing system, lightning arrestor, all civil works, foundations, and supports, all electrical connections for net metering with meter, transportation of all materials from warehouse to site, testing, commissioning, and manufacturer-provided maintenance/after-sales service for up to 2 years, complete in all respects as directed by the Engineer-in-Charge. | 1 | 1 |  |  |  | 8787425
244 | Surface water Monitoring for Construction Phase | Lump Sump | 1 |  |  |  | 1300000
245 | Groundwater Monitoring for Construction Phase | Lump Sump | 1 |  |  |  | 700000
246 | Ambient Air Quality Monitoring for Construction Phase | Lump Sump | 1 |  |  |  | 500000
247 | Surface water MonitoringFor Operational Phase | Lump Sump | 1 |  |  |  | 500000
248 | Groundwater Monitoring For Operational Phase | Lump Sump | 1 |  |  |  | 500000
249 | Drinking Water Monitoring for Drinking Water & Groundwater Monitoring near disposal Pit | Lump Sump | 1 |  |  |  | 250000
250 | Groundwater Monitoring for Drinking Water & Groundwater Monitoring near disposal Pit | Lump Sump | 1 |  |  |  | 250000
251 | Training Session | Lump Sump | 5 |  |  |  | 500000
252 | Emergency Plan | Lump Sump | 1 |  |  |  | 1500000
253 | Environmental Audit Cost | Lump Sump | 3 |  |  |  | 1500000
254 | Site Visits by Regulatory Authorities | Lump Sump | 1 |  |  |  | 500000
255 | Sign Board for traffic management cost | Lump Sump | 1 |  |  |  | 125000
256 | Barricading Fence along Access Roads for traffic management cost | Lump Sump | 1 |  |  |  | 100000 | [6 empty] | 0
257 | Temporary Speed Breakers for traffic management cost | Lump Sump | 1 |  |  |  | 100000 |  |  |  |  | 187601.82 | 40000 | 227601.82
258 | Controlling Dust Pollution for traffic management cost | Lump Sump | 1 |  |  |  | 175000 |  |  |  |  | 101544.2 | 40000 | 141544.2
259 | Relocation of amenities and localized widening of road and barrier for traffic management cost | Lump Sump | 1 |  |  |  | 500000 |  |  |  |  | 134924 | 40000 | 174924
Total Cost (PKR) | [6 empty] | 2262037920.5903 | -2262037920.5903 |  |  |  | 207719.6 | 40000 | 247719.6
[5 empty] | #DIV/0! | [6 empty] | 274993.6 | 156780 | 431773.6
|  |  |  | Total | #VALUE! | 0 | [5 empty] | 141014 | 40000 | 181014
[5 empty] | #DIV/0! | [6 empty] | 301093.6 | 156780 | 457873.6
|  |  |  | Required | #VALUE! | 2279229198.29 | [5 empty] | 143304 | 40000 | 183304
[5 empty] | #DIV/0! | [6 empty] | 1426668.4 | 156780 | 1583448.4
|  |  |  | Diffrance | #VALUE! | -2279229198.29 | 16069459 | [6 empty] | 3629203.22
[5 empty] | #DIV/0! |  | 4726644
[5 empty] | #DIV/0! | -2262031557.29 | 11342815 | 2000000
[5 empty] | #DIV/0! |  | 3629203 | 225000
[5 empty] | #DIV/0! |  | 623
[7 empty] | 14972641 |  |  | 0

## BOQ with Rates (7) (hidden)
MITIGATION OF WATER LOGGING IN DISTRICT RAHIMYARKHAN
BOQ
Sr. No | Item | Unit | Rate |  | Amount (PKR)
|  |  | Total QTY | Rate
1 | Earth Work in excavation of drains, irrigation channels through excavator/ drag lines in all kind of soil and conditions (dry, wet slush, daldal and under water ) including its disposal and preperation of working pad for operation of machinary. (rates includes 100ft lead) | 1000 | 69775243.96 | 4640.7 | 323805974.6452
2 | Dressing and levelling of earthwork to designed section etc complete in ii) ordinary or hard soil soil | 1000 | 26864727.17 | 940.9 | 25277021.7943
3 | Transportation of earth all types when the total distance, including the lead covered in the item of work , is more than 1000 ft. |  | 0 | 0 | 0
| a) 500 ft | 1000 | 546147.5 | 1073.2 | 586125.497
| b) 750 ft | 1000 | 989635 | 1743.95 | 1725873.9582
| c) 1000 ft | 1000 | 275885.29 | 2414.7 | 666180.2098
| d) 1250 ft | 1000 | 62477.5 | 6677.8 | 417212.2495
| e) 1500 ft | 1000 | 549295 | 6751.2 | 3708400.404
| f) 1750 ft | 1000 | 555572.5 | 6751.2 | 3750781.062
| g) 2000 ft | 1000 | 18740 | 6824.6 | 127893.004
| h) 2500 ft | 1000 | 53390 | 6971.4 | 372203.046
| i) 2750 ft | 1000 | 75040 | 6971.4 | 523133.856
| j) 3000 ft | 1000 | 98265.75 | 7044.8 | 692262.5556
| k) 3750 ft | 1000 | 187560 | 7191.6 | 1348856.496
| l) 4250 ft | 1000 | 54772.5 | 7338.4 | 401942.514
| m) 4500 ft | 1000 | 125720 | 7411.8 | 931811.496
| n) 5500 ft | 1000 | 70367.5 | 7558.6 | 531879.7855
| o) 6750 ft | 1000 | 4869.33 | 7934.1 | 38633.7512
4 | Borrowpit excavation undressed lead upto 100 ft (30 metre) in a) ordinary soil with | 1000 | 0 | 0 | 0
| a) 250 ft | 1000 | 140702.285 | 10936.05 | 1538727.2239
| b) 500 ft | 1000 | 1887045.5 | 11606.8 | 21902559.7094
| c) 1000 ft | 1000 | 97969.465 | 12948.3 | 1268538.0237
| d) 1 mile | 1000 | 159193.8 | 18092.2 | 2880166.0684
5 | Rehandling of earthwork lead upto 50ft (35% of excess cutting) | 1000 | 1340460.5752 | 5266.8 | 7059937.7577
6 | Providing and erection at site of work:- iii) R.C.C. boundary pillar. (Complete in all respect including transportation, Cement concrete foundation, fixing, painting and lettering etc) | 1 | 1254 | 1326.2 | 1663054.8
7 | Making boundary or service roads, including dag-belling, leveling and dressing:ii) in ploughed land: a) from 10.0 ft. to 20.0 ft. (3 to 6 m) wide | 1 | 1740 | 1935.4 | 3367596
8 | Jungle clearance and removing within 100 ft. light | 1000 | 6885050 | 376.2 | 2590155.81
9 | Providing and fixing Enamelled steel plate gauge 4" wide 1/4" thick (including painting and lettering) 10 ft length | 1 | 5 | 14630 | 73150
10 | Excavation in foundation of building bridges and other structures including dagbelling, dressing, refilling around structure with excavated earth, watering and ramming lead upto one chain and lift upto 5 ft. in ordinary soil | 1000 | 1617 | 15824.15 | 25587.6506
11 | Cement concrete plain including, placing, compacting, finishing and curing complete (including screening and washing of stones aggregate) | 100 | 0 | 0 | 0 | #REF!
| a) Nominal mix ratio 1:4:8 | 100 | 41070.5542 | 34694.3 | 14249141.2737 |  | 41070.5542 | 23362466.8526
| b) Nominal mix ratio 1:2:4 | 100 | 12898.7281 | 47135.9 | 6079931.5903 |  | 12898.7281
12 | Pacca brick work in foundation and plinth in cement sand mortar ratio 1:6. | 100 | 58371.5555 | 32675.95 | 19073460.2894 | #REF!
13 | Providing and laying damp proof course of cement 1:2:4 (using cement, sand and shingle), including bitumen coating with with 2 coats of bitumen: 1½" thick (40 mm). | 100 | 643.5 | 11851.2 | 76262.472
14 | Providing and laying damp proof course of cement 1:2:4 (using cement, sand and shingle), including bitumen coating with one coat of bitumen and one coat polythenesheet 500 gauge 1½" thick (40 mm). | 100 | 11220.6094 | 11460.2 | 1285904.2756 | #REF!
15 | Providing and laying damp proof course of cement 1:2:4 (using cement, sand and shingle), including bitumen coating with 2 coats of bitumen: 1½" thick (40 mm). | 100 | 427.5 | 11851.6 | 50665.59
16 | Pacca brick work other than building upto 10 ft. height in cement sand mortor ratio 1:3 | 100 | 1348.1016 | 37620.6 | 507163.8964
17 | Cement plaster 1:4 upto 20 ft. height, 3/8" thick | 100 | 3805.725 | 4334.75 | 164968.6644
18 | Providing and applying weather shield paint of approved quality on external surface of building including preparation of surface, application of primer complete in all respect: | 100 | 61675.4043 | 7379.1 | 4551089.7587 | #REF!
19 | Writing letter or figures per letter per inch height | 1 | 8250 | 30.5 | 251625
20 | Carriage of 100 Cf t. (2.83 cu.m) of all materials like stone aggregate, spawl, kankar lime (unslaked), surkhi , etc. or 150 Cf t. (4.25 cu.m) timber, by truck or by any othermeans owned by the contractor from Sakhi Sarwar Quarry to site 275 Km including first 11KM hilly area. |  | 0
| DPC | 100 | 70.785 | 14042.6 | 9940.0544
| PCC 1:2:4 | 100 | 5036.5815 | 14042.6 | 707267.0007 | #REF! | #REF!
| PCC 1:4:8 | 100 | 30772.1446 | 14042.6 | 4321209.1774 | #REF! | #REF!
| RCC 1:1.5:3 | 100 | 106108.0562 | 14042.6 | 14900329.8972
| Base | 100 | 2183.8 | 14042.6 | 306662.2988
| T.S.T | 100 | 268.5 | 14042.6 | 37704.381
| RCC 1.2.4 | 100 | 24736.4952 | 14042.6 | 3473647.0782 | #REF! | #REF! | 80212234.6796
| DPC 1.2.4 | 100 | 1234.267 | 14042.6 | 173323.1821 | #REF! | #REF!
| Dry Hand Pack Stone | 100 | 15224.7638 | 14042.6 | 2137952.6786
21 | Precast reinfoced cement concrete type "C" 1:2:4. | 1 | 786.04 | 546.95 | 429924.578
22 | Fabrication of mild steel reinforcement for cement concrete including cutting bending laying in position etc. complete in all respect. (deformed bars) Grade 40 | 100 | 1796.01 | 30006.1 | 538912.5566
23 | Carriage of consignment job upto 5 KMs Average | 1 | 457 | 115.4 | 52737.8
24 | Placing boundary pillars in position, including digging pits. | 1 | 457 | 141.9 | 64848.3
25 | Preparing surface and painting with emulation paint 3 coat. | 100 | 1599.5 | 4307.55 | 68899.2622
26 | Writing letter or firgures per letter per inch height (three figure each side). | 1 | 4570 | 30.5 | 139385
27 | Earthwork excavation undressed lead upto a single throw of Kassi, phaorah or shovel: In ordinary soil. | 1000 | 245 | 546.95 | 134.0027
28 | Cement concrete plain including placing, compacting, finishing and curing complete (including screening and washing of stone aggregate) Ratio 1: 2: 4 | 100 | 367.5 | 30006.1 | 110272.4175
29 | Providing, laying, cutting, jointing, testing and disinfecting G.I. pipeline in trenches, with socket joints, using G.I. pipes of B.S.S. 1387-1967 complete in all respects, with specials and valves. i) 4" i/d (100 mm) 3.65mm thick | 1 | 560 | 115.4 | 64624
30 | Carriage of 100 Cft of all material like stone aggregate, spawl, kankar, lime (unsoaked) surkhi etc by truck or by any other means owned by the contractor, lead 300Km.(From Sakhi Sarwar) | 100 | 323.4 | 141.9 | 458.9046
31 | Dismantling brick work in lime or cement mortar | 100 | 1823.0675 | 2633.4 | 48008.6595
32 | Dismantling and removing road pavement, etc.,including screening and stacking of byproducts upto one chain lead (30 metre). | 100 | 4635 | 4017.8 | 186225.03
33 | Dismantling cement concrete reinforced, separating reinforcement from concrete, cleaning and straightening the same. | 100 | 13340.27 | 27086.4 | 3613398.8933
34 | Excavation in foundation of building, bridges and other structures, including dagbelling, dressing, refilling around structure with excavated earth, watering and ramming lead up to one chain and lift upto 5 ft. In ordinary soil (above 5 ft depth) | 1000 | 588089.4262 | 12735.6 | 7489671.6963 | 704518649.6202 |  | 63826446.6244
35 | Providing and Fabrication of mild steel reinforcement for cement concrete, including cutting, bending, laying in position, 13 making joints and fastenings, including cost of binding wire and labour charges for binding of steel reinforcement (also includes removal of rust from bars):- Deformed bars (Grade-60). | 100 | 1015459.2095 | 30376.9 | 308465028.618 | #REF!
36 | Providing and laying reinforced cement concrete (including prestressed concrete), using Sulphate resisting cement; coarse sand and screened graded and washed aggregate, in required shape and design, including forms, moulds, shuttering, lifting, compacting, curing, rendering and finishing exposed surface, complete 2) Plastering done under soffit of R.C.C. (but excluding the cost of steel reinforcement, its fabrication and placing in position etc.) |  | 0
a) | Reinforced cement concrete in roof slab, beams, columns lintels, girders and other structural members laid in situ or precast laid in position, or prestressed members cast in situ, complete in all respects. Type B (nominal mix 1:1.5:3) | 1 | 174842.0531 | 817.55 | 142942120.5131
b) | Reinforcement cement concrete in slab of rafts/strip foundation, base slab of column and retaining walls, etc and other structural members not requiring form work(i.e horizontal shuttering) complete in all respect: Type B (Nominal Mix 1:1.5:3 ) | 1 | 77484.5118 | 670.5 | 51953365.1619
37 | Providing and embedding 10"(250mm) wide PVC water stopper in expansion joints of RCC structures (Retaining walls, water tanks, Slabs) complete in all respect. 10mm thick | 1 | 6423.48 | 809.4 | 5199164.712
38 | Bitumen coating to plastered or cement concrete surface. 14 lbs per 100 Sft (6.35 Kg. per Sq.m) | 100 | 99728.8136 | 1645.1 | 1640638.7121
39 | Providing, laying, cutting, jointing, testing and disinfecting PVC/ uPVC pipe line with `B' Class working pressure complete in all respects:- 4" i/d (100 mm) | 1 | 11417 | 514.9 | 5878613.3 | #REF!
40 | Providing and fixing 4" dia P.V.C pipe. | 1 | 48 | 378.75 | 18180
41 | Supply and erection PVC pipe for recessed wiring (main and sub-main) purpose, including bends, specials, etc. in floor, wall or trenches:- 80mm dia (3 inch) | 1 | 169.5 | 303.8 | 51494.1
41 | Providing and laying R.C.C. pipe sewers, moulded with cement concrete 4000 psi conforming to Specification C-76-20, Class II. Wall B, including carriage of pipe from factory to site of work, lowering in trenches to correct alignment and grade, jointing with rubber ring,cutting pipes where necessary, testing, etc., complete. 24 inch internal dia | 1 | 624 | 2150.35 | 1341818.4
43 | Providing and laying sub-base course of stone productof approved quality and grade, including placing, mixing, spreading and compaction of sub-base material torequired depth, camber, grade to achieve 100% maximum modified AASHTO dry density, including carriage of all material to site of work except gravel and. aggregate. Crushed stone aggregate. | 100 | 4715 | 10003.5 | 471665.025
44 | Providing and laying base course of crushed stone aggregate of approved quality and grade, and supply and spreading of stone screening, including placing, mixing,spreading and compaction of base course material to required depth, camber and grade to achieve 100% maximum modified AASHTO dry density, including carriage of all materials to site of work except gravel and. aggregate. | 100 | 2615 | 13527.4 | 353741.51
45 | Providing and laying road edging of 3" (75 mm) wide and 9" (225 mm) deep brick on end, complete in all respects | 1 | 700 | 64.2 | 44940
46 | Providing surface treatment of roads,including supply of bitumen and bajri/crushed stone aggregate of approved quality,including cleaning of road urface,heating,spraying bitumen,spreading bajri and rollingetc.complete including carriageof all material stosite of work excep tbajjri/crushed stone aggregate for which supply with in miles (5.0km) is included in the rate. |  | 0
a | 1st coat 35 lbs. bitumen, and 4 Cft. bajri of nominal size 1" (25 mm) per 100 sq. feet or 1.72 Kg bitumen and 0.017 cu.metre bajri per square metre.. | 100 | 5230 | 4549.95 | 237962.385
b | 2nd coat 18 lbs. bitumen, and 2 Cft. bajri of nominal size ½" (13 mm) per %sft or 1.23 Kg bitumen and 0.008 cu. metre bajri per sq.metre. | 100 | 5230 | 2639.45 | 138043.235
c | 3rd coat 14 lbs. bitumen, and 1.5 Cft. bajri of nominal size ¼" (6 mm) per %sft or 0.69 Kg bitumen and 0.005 cubic metre bajjri per sq.metre. | 100 | 5230 | 1960.75 | 102547.225
47 | Borrow pit excavation undressed lead up to 100 ft in ordinary soil. | 1000 | 123165 | 10533.6 | 1297370.844
48 | Cement plaster 1:3 upto 20' (6.00 m) height 1/2" (13 mm) thick. | 100 | 15594.5 | 4850.4 | 756395.628
49 | Providing and laying base course. | 100 | 2100 | 13527.4 | 284075.4
50 | Providing surface treatment to roads, including supply of bitumen and bujri /crushed stone aggregate of approved quality, including cleaning of road surface, heating and spraying bitumen, spreading bajri and rolling with road roller (including its operation cost, fuel and hire charges, etc.) etc. complete including carriage of all materials to site of work except bajjri/crushed stone aggregate. | 100 | 2800 | 4549.95 | 127398.6
51 | Providing and fixing Neoprene bearing pad with laminated steel plate top and bottom. Size (14" x 9" x 1.75") | Cu. Inch | 304.64 | 72 | 21934.08
52 | Plain wood work for regulation karries or needles, etc. including sawing, planning, wroughting wood and providing and fixing steel parts of karries i.e. end strip and rods, etc. b) Shisham wood | 1 | 202.95 | 17752.2 | 3602808.99
53 | Credit old material - steel | 1 | -26974.04 | 170 | -4585586.8 |  |  |  |  | -323045052.0483
54 | Credit old material - brick batts | 100 | -1823.07 | 4100 | -74745.87 | 531606278.0483 | 208561226 | -323045052.0483 |  | -326079072.5406
55 | Extra for slush or Daldal including dewatering. | 1000 | 333466.1689 | 12038.4 | 4014399.1277 |  |  | 36383456.567
56 | Pacca brick work other than buildings upto 10 feet height. Cement sand mortar ratio 1:4 | 100 | 13799.15 | 35727 | 4930022.3205
57 | Providing and placing poly sulphide joint sealent 1" wide and 1" deep. | 1 | 1670 | 1381 | 2306270
58 | Dismantling stone or spawl pitching and apron in silted condition. | 100 | 93240 | 3762 | 3507688.8 | 89611262 | 92645282.4923 | 3034020.4923 |  |  | -3034020.4923
59 | Supply and dumping at site, without boat, including handling of materials within three chains (90 m) | 100 | 126000 | 4743.75 | 5977125 |  |  |  | -320011031.556
60 | Providing and laying stone pitching/filling, dry hand packed, as filling behind retaining walls or in pitching and aprons. | 100 | 50517.8 | 6849 | 3459964.122
61 | Formation dressing and preparing subgrade, on slope | 100 | 94646.5469 | 2265.1 | 2143838.9329
62 | Formation dressing and preparing subgrade, in bed. | 100 | 15600.14 | 1660.5 | 259040.3247
63 | Providing and laying graded bajri 1/8" to 1/2" size on slope. | 100 | 32048.5048 | 18564.1 | 5949516.4852
64 | Providing and laying graded bajri 1/2" to 2" size on slope. | 100 | 32048.5048 | 18564.1 | 5949516.4852
65 | Providing and laying graded bajri 1/8" to 1/2" size on level. | 100 | 5305.089 | 18017.6 | 955849.7157
66 | Providing and laying graded bajri 1/2" to 2" size on level. | 100 | 5305.089 | 18017.6 | 955849.7157
67 | Providing and laying stone for top layer only, on slope. | 100 | 97109.8429 | 11511 | 11178314.0139
68 | Providing and laying stone for top layer only, on Level | 100 | 15372.42 | 10570.5 | 1624941.6561
69 | Carriage of 100 Cft of all material like stone aggregate, spawl, kankar, lime (unsoaked) surkhi etc or 150 Cft of timber by truck or by any other means owned by the contractor, lead 275 Km. | 100 | 364527.734 | 14042.6 | 51189171.5709
70 | Credit to old material |  | 0
| Steel | 1 | 2535 | -170 | -430950
| Brick batts | 100 | 1819.13 | -4100 | -74584.33 | 55936171.4337 | 50492531
71 | Excavation in foundation of building, bridges, and other structures, including dag belling, dressing refilling around structure with excavated earth, watering and ramming lead upto one chain (30m)and lift upto 5' (1.5 m) (b) in ordinary soil.1)By Manual | 1000 | 20161.0006 | 15824.15 | 319030.6978 | #REF! | #REF! | 55936171.4337
72 | Spraying termite proofing by using liquid FMC / Biflex/ Terminex Exin/Ms Hextaror equivalent@specified suspension concenterate (SC), MixingAbility-HEXTAR with Ratio (1:250)= 540 Sft or equivalent approved liquid applying with shower and certificate will be provided by the contractor for10-years complete in all respect.as approved by the Engineer Incharge. | 1 | 18814.5 | 12.55 | 236121.975 | #REF! | #REF!
73 | Providing and laying vertical damp proof course with cement sand plaster and bitumen coating with one coat of bitumen and one coat of polythene sheet 500 gauge-Ratio 1:3 a) ½ " thick (13 mm) | 100 | 13211.49 | 7607.35 | 1005044.2845 | #REF!
74 | Filling watering ramming earth under floors with surplus earth from foundation etc. | 1000 | 37224.37 | 7547.75 | 280960.2387 | #REF!
75 | Pacca brick work in ground floor. Cement sand mortar Ratio 1:4. | 100 | 10763.3 | 35830.6 | 3856554.9698 | #REF! | #REF!
76 | Providing and laying reinforced cement concrete (including prestressed concrete), using Sulphate resisting cement; coarse sand and screened graded and washed aggregate, in required shape and design, including forms, moulds, shuttering, lifting, compacting, curing, rendering and finishing exposed surface, complete 2) Plastering done under soffit of R.C.C. (but excluding the cost of steel reinforcement, its fabrication and placing in position etc.) |  | 0 | 0 | 0 | #REF! | #REF!
a) | Reinforced cement concrete in roof slab, beams, columns lintels, girders and other structural members laid in situ or precast laid in position, or prestressed members cast in situ, complete in all respects. Type B (nominal mix 1:2:4) | 1 | 5704.1346 | 741.85 | 4231612.253 | #REF! | #REF!
b) | Reinforcement cement concrete in slab of rafts/strip foundation, base slab of column and retaining walls, etc and other structural members not requiring form work(i.e horizontal shuttering) complete in all respect: Type B (Nominal Mix 1:2:4) | 1 | 681.0891 | 595 | 405247.9922 | #REF! | #REF!
77 | Providing and fixing windows consisting of M.S box section frame 2" x 1½" ( 50 x 40mm) Leaves frame 1½" x 1" (40 x 25 mm) box section frame for glazing 3/8" x 3/8" (10 x 10 mm) using 16 SWG sheet 'U' shaped rubber supported with 1" x 1/8" (25 x 3 mm) M.S. flat for fixing 3/16" (5 mm) thick glass panes M.S. box section 1/2" x 1/2" (13 x 13 mm) of 16 SWG for fixing 24 SWG wire gauge on outer side by means of 3/4" x 1/8" (20 x 3 mm) M.S. flat and screws including grill of M.S. flat 1/2" x 1/8" (13 x 3 mm) or 1/4" x 1/4" (6 x 6 mm) square bar with independent frame of 1/2" x 1/2" (13 x 13 mm) box section of 16 SWG i/c all C.P fitting and painting 3 coats complete in all respect. | 1 | 1184 | 2180.7 | 2581948.8 | #REF! | #REF!
78 | Providing and fixing mild steel chowkat of doors windows C. windows etc. including holdfast making and threading 18 holes for hinges etc. complete 1½" x 1½" x 1/4" (40 x 40 x 6 mm) welded with M.S. flat 2" x 1/4" (50 m M.S. angle iron). | 1 | 5302 | 457.1 | 2423544.2 | #REF!
79 | Making and fixing steel grated door with 1/16" thick sheeting, including angle iron frame 2" x 2" x 3/8"and 3/4" square bars 4" centre to centre. with locking arrangement (Two No.). | 1 | 1813 | 2767 | 5016571 | #REF! | #REF!
80 | Providing and laying single layer of tile 9" x 4½" x 1½" laid over 4" earth and 1" thick mud plaster without bhoosa, grouted with cement mud (1:3) on top of R.C.C. roof, slab, provided with 34 lbs. per % Sft. Or 1.72 Kg./Sq.m. bitumen coating sand blinded. | 100 | 3535.8125 | 13179.6 | 466005.9443 | #REF! | #REF!
81 | Providing and laying polythene sheet under floor or roof complete 500 gauge. | 1 | 43350.1888 | 11 | 476852.0773 | #REF!
82 | Supplying and filling sand under floor or plugging in wells. | 100 | 8934.8275 | 3987 | 356231.5724 | #REF!
83 | Providing and laying watering and ramming brick ballast 1½" to 2" (40 mm to 50 mm) mixed with 25% sand for floor foundation complete in all respect. | 100 | 10919.7875 | 12801.2 | 1397863.8374 | #REF!
84 | Cement plaster 1:4 upto 20' (6.00 m) height 1/2" (13 mm) thick. | 100 | 140437.4163 | 4614.1 | 6479922.8232 | #REF! | #REF!
85 | Cement plaster 3/8" (10 mm thick under soffit of R.C.C. roof slabs only, upto 20' height (Ratio 1:3). | 100 | 4237.24 | 5264.65 | 223075.8557 | #REF! | #REF!
86 | Cement pointing struck joints on wall upto 20' (6m) height (a) Ratio 1:2 including extra cost of labour and material for red oxide pigment in cement pointing to match with the colour of bricks. | 100 | 83405.59 | 5012.65 | 4180830.3071 | #REF! | #REF!
87 | Providing and installing P.V.C. bends, of B.S.S.b) 4" i/d (100 mm) | 1 | 658 | 849.7 | 559102.6 | #REF! | #REF!
88 | Making top khurra on roof 2' x 2' x 6". | 1 | 154 | 1159.65 | 178586.1 | #REF! | #REF!
89 | Distempering:- 3 coat | 100 | 118808.2275 | 1548.2 | 1839388.9782 | #REF! | #REF!
90 | Preparing surface and painting of doors and windows any type (including edges):- | 100 | 12309 | 3052.4 | 375719.916 | #REF! | #REF!
91 | Fabrication of heavy steel work, with angle, tees, flat iron round iron and sheet iron for making trusses, girders, tanks, etc., including cutting, drilling, revitting, handling, assembling and fixing, but excluding erection in position. | 100 | 12393.4727 | 37098.85 | 4597835.8612 | #REF! | #REF!
92 | Supply and erection of PVC pipe for wiring recessed in walls, including inspection boxes, pull boxes, hooks, cutting jharries and repairing surface, etc. complete with all specials. |  | 0 |  |  | #REF! | #REF!
| a) 20mm (3/4") i/d. | 1 | 12520 | 112.25 | 1405370 | #REF! | #REF!
| b) 25 mm (1") i/d | 1 | 6560 | 133.6 | 876416 | #REF! | #REF!
| c) 50 mm (2") i/d | 1 | 555 | 231.55 | 128510.25 | #REF! | #REF!
93 | Supply and erection of single core PVC insulated copper conductor cables, in prepaid P.V.C. pile/M.S. conduit/G.I. pipe/wooden strip batten/wooden casing and caping/G.I. wire/trenches (rate for cables only) (a) 250/440 volts, P.V.C. insulated. |  | 0 |  |  | #REF! | #REF!
| a) 3/0.74mm (3/0.029"). | 1 | 36960 | 35.7 | 1319472 | #REF! | #REF!
| b) 7/0.74mm (7/0.029"). | 1 | 13020 | 56.3 | 733026 | #REF! | #REF!
94 | Supply and erection of copper conductor cable for service connection in prepaid pipe/G.I. wire/trenches, etc. (rate for cable only) (a) PVC insulated, PVC sheathed, twin core, 250/440 volts 7/0.44" (7/1.12mm). | 1 | 19680 | 237.65 | 4676952 | #REF! | #REF!
95 | Supply and connection of M.S. sheet box of 16 SWG, 10 cm (4") deep with 4.75 mm thick (3/16") bakelite sheet top, for recessed wiring, including making holes for regulators switches, plugs etc. |  | 0 |  |  | #REF! | #REF!
| a) 10 x 10 cm (4" x 4"). | 1 | 219 | 382.3 | 83723.7 | #REF! | #REF!
| b) 17.5 x 10 cm (7" x 4"). | 1 | 432 | 522.75 | 225828 | #REF! | #REF!
| c) 22.5 x 10 cm (9" x 4"). | 1 | 128 | 668.8 | 85606.4 | #REF! | #REF!
96 | Supply and erection of switches 5 amp. Piano Type. | 1 | 4100 | 102.7 | 421070 | #REF! | #REF!
97 | Supply and erection of ceiling rose, bakelite. | 1 | 744 | 96.3 | 71647.2 | #REF! | #REF!
98 | Supply and erection of 3 pin switch and plug combined recessed type (ii) 10/15 amp. | 1 | 37 | 213.1 | 7884.7 | #REF! | #REF!
99 | P/F wall mounted DB (Distribution Board) made with 16SWG Sheet (Recessded/Surface mounted Type), Powder coated Paint, i/c the cost of Lock, Indication lights,Thimble, Copper Comb, Wiring, Netural & Earth Bar, Door Earthing, Digital Voltmeter,Digital Ammeter,Volt Selector Switch,Ammeter selector switch,Current Transformers and Controles Complete in all respect as approved and directed by the Engineer Incharge (Breakers will be Paid Separately)(a) 6" deep (i) 20~60A | 1 | 37 | 24422.65 | 903638.05 | #REF! | #REF!
100 | Suppling,Installation and comissioning of MCB (Miniature Circuit Breaker) of specified rating made of LEGRAND FRANCE/ GE U.S.A / SCHNEIDER GERMANY /SIEMEN GERMAN/TERASAKI JAPAN/ ABB SWITZERLAND in prelaid DBs and Panels i/c the cost of screwes,necessary wire complet Single Pole(iii) 6-63 Amp (10 KA) | 1 | 222 | 1453.75 | 322732.5 | #REF! | #REF!
101 | Supplying, Installation and commissioning of MCCB (Moulded Case Circuit Breaker)of specified rating made of LEGRAND FRANCE /GEU.S.A/ SCHNEIDER GERMANY/ TERASAKI JAPAN/ SIEMEN/ ABBSWITZERLAND or approved equivalent manufacturer (withfixedThermal-MagneticTrip)in prelaid DB sand Panels i/c the cost of screws, necessary wire complete in all respect as approved and directed by the EngineerIncharge. a) Triple Pole (ii) 15-100 Amp (10 KA,15KA) | 1 | 74 | 13796.3 | 1020926.2 | #REF! | #REF!
102 | Supplying, Installation and commissioning of MCCB (Moulded Case Circuit Breaker)of specified rating made of LEGRAND FRANCE /GEU.S.A/ SCHNEIDER GERMANY/ TERASAKI JAPAN/ SIEMEN/ ABBS WITZERLAND or approved equivalent manufacturer (withfixedThermal-MagneticTrip)in prelaid DB sand Panels i/c the cost of screws, necessary wire complete in all respect as approved and directed by the EngineerIncharge. a) Triple Pole With Adjustable Thermal-Magnetic Trip /Electronic Trip (60-100%) (i) 25-100 Amp | 1 | 37 | 19859.4 | 734797.8 | #REF! | #REF!
103 | Supply and erection of tube light, including rod, choke, starter with frame, flexible wire, including connection from ceiling rose, etc., complete ii)single rod (40 watts) with one choke and one starter. | 1 | 707 | 1995.3 | 1410677.1 | #REF! | #REF!
104 | Supply and erection of bakelite button holder shade, large size | 1 | 111 | 178.75 | 19841.25 | #REF! | #REF!
105 | Single layer of tiles 9"x4½"x1½" (225x113x40 mm) laid over 4"(100 mm) earth and 1" (25 mm) mud plaster without Bhoosa, grouted with cement sand 1:3 on top of RCC roof slab, provided with 34 lbs. per %Sft. or 1.72 Kg/Sq.m bitumen coating sand blinded. | 100 | 5447.5326 | 13179.6 | 717963.0065
106 | Providing and fixing windows consisting of M.S. box section frame 2"x1½", (50x40mm) leaves frame 1½"x1" (40x25mm) box section frame for glazing 3/8"x3/8" (10x10mm) using 16 SWG sheet 'U' shaped rubber supported with 1"x1/8" (25x3mm) M.S. flat for fixing 3/16" (5 mm) thick glass panes M.S. box section ½"x½" (13x13mm) of 16 SWG for fixing 24 SWG wire gauze on outer side by means of ¾"x1/8" (20x3mm) M.S. flat and screws including grill of M.S. flat ½"x1/8" (13x3mm) or ¼"x¼" (6x6mm) square bar with independent frame of ½"x½" (13x13mm) box section of 16 SWG i/c all C.P. fitting and painting 3 coats complete in all respect. | 1 | 1983.6 | 2180.7 | 4325636.52
107 | Making and fixing steel grated door with 1/16" thick 1.5mm) sheeting, including angle iron frame 2"x2"x3/8" (50x50x10 mm) and ¾" (20 mm) square bars 4" (100 mm) | 1 | 908 | 2767 | 2512436
108 | Distempering:- 2 coats | 100 | 19399.647 | 1212.35 | 235191.6204
109 | Providing and fixing 1¼x1¼"x3/16" (31x31x5 mm) angle" iron step, in manhole chambers, including carriage and setting the same in work to correct lines and levels. | 1 | 369 | 680.75 | 251196.75
110 | Providing/fixing stair railing consisting of M.S. Box section size 1-1/2"x3" of 16 SWG welded with M.S. flat 1"x1/8" continuously and welded over M.S. square bars 5/8"x5/8"punched in M.S. flat 2 ¾' high @ 5½" c/c fixed in steps of stair I/C painting 3 coats complete. | 1 | 111.86 | 1125.2 | 125864.872
111 | Providing and fixing trash rack as per drawing | 1 | 2800 | 603 | 1688400
112 | Providing and layingTuff Pavers, having 7000PSI ,crushing strength of approved manufa cturer, over2"to3" sand cushion i/c grouting withsand in joints i/c finishing to require slope . complete in all respect. (50% Grey / 50% Coloured) 60-mm thick | 1 | 9477.0586 | 205.4 | 1946587.8364
113 | Providing & laying graded bajri ½" to 2" gauge on level (including carriage). | 100 | 2287.97 | 18017.6 | 412237.2827
114 | 1½"(40 mm) thick mosaic flooring, consisting of ½ " mosaic topping of one part of cement and marble powder in the ratio of 3:1 and two parts of marble chips, laid over 1"(25 mm) thick floor of 1:2:4 cement concrete, including rubbing and polishing complete with finishing :-using grey cement | 100 | 5447.5326 | 29658.5 | 1615656.4562
115 | Mosaic dado or skirting with one part of cement and marble powder in the ratio of 3:1 and two parts of marble chips, laid over ½"(13 mm) thick cement plaster 1:3, including rubbing and polishing, complete with finishing:(a) using grey cement: i) 1/2"(13 mm) thick | 100 | 385.13 | 19146.85 | 73740.2634
116 | Providing and fixing marble strip of any shade for dividing the mosaic flooring into panels(a) Size 1½" x 3/8" (40 x 10 mm) | 1 | 2922.31 | 39.6 | 115723.476
117 | Supply and erection of backlite button holder shade, large size. | 1 | 596 | 178.75 | 106535
118 | Suppling,Installation and comissioning of MCB (Miniature Circuit Breaker) of specified rating made of LEGRAND FRANCE/ GE U.S.A / SCHNEIDER GERMANY /SIEMEN GERMAN/TERASAKI JAPAN/ ABB SWITZERLAND in prelaid DBs and Panels i/c the cost of screwes,necessary wire completb) Double Pole(iii) 6-63 Amp (10 KA) | 1 | 5 | 5616.25 | 28081.25
119 | Suppling,Installation and comissioning of MCB (Miniature Circuit Breaker) of specified rating made of LEGRAND FRANCE/ GE U.S.A / SCHNEIDER GERMANY /SIEMEN GERMAN/TERASAKI JAPAN/ ABB SWITZERLAND in prelaid DBs and Panels i/c the cost of screwes,necessary wire complet Single Pole(iii) 6-63 Amp (10 KA) | 1 | 29 | 1453.75 | 42158.75
120 | Providing and fixing Pakistan Energy Label NEECA approved Copper winded wall bracket Fan i/c the cost of necessary cable and hardware for connection as approved and directed by Engineer Incharge.ii) 24" Sweep dia | 1 | 34 | 11398.45 | 387547.3
121 | Barrow pit excavation undressed lead up to 100 ft in ordinary soil. | 1000 | 58871.79 | 10533.6 | 620131.8871
122 | Compaction of earth work with power Road Roller, i.c ploughing mixing, moistening earth to optimum moisture content in layer etc; complete 90 % maximum modified AASHO dry denisty | 1000 | 58871.79 | 1437.5 | 84628.1981
123 | Earthwork excavation in irrigation channels, drains, etc. to designed section, grades and profiles, excavated material disposed off undressed within 50 ft. (15 m) lead:- ordinary Soil | 1000 | 14550.01 | 5033.7 | 73240.3853
| Cement plaster 1.5" (40 mm) thick ratio 1:6:- |  | 0
| a) In bed | 100 | 2500 | 6512.05 | 162801.25
| b) On slope | 100 | 3876 | 7363.45 | 285407.322
124 | Cement concrete lining, using washed screened and graded stone aggregate:- |  | 0
| a) In bed, ratio 1:2:4 | 100 | 856.25 | 49016.9 | 419707.2062
| b) On slope, ratio 1:2:4 | 100 | 1327.53 | 51301.8 | 681046.7855
125 | Providing and placing cement, sand and bituminous joint sealant in ratio 1:2:3, 1/2" wide, 1" deep. | 1 | 637.6 | 17.3 | 11030.48
126 | Bitumen coating to plastered or cement concrete surface:- 10 lbs. per 100 Sft. | 100 | 318.8 | 1539.8 | 4908.8824
127 | Excavation in foundation of building, bridges, and other structures, including dag belling, dressing refilling around structure with excavated earth, watering and ramming lead upto one chain (30m)and lift upto 5' (1.5 m) (b) in ordinary soil.By Manual | 1000 | 46483.3931 | 15824.15 | 735560.1849 | 1507963.2007 | 31715324 | 30207360.7993
128 | Providing and laying reinforced cement concrete (including prestressed concrete), using Sulphate resisting cement; coarse sand and screened graded and washed aggregate, in required shape and design, including forms, moulds, shuttering, lifting, compacting, curing, rendering and finishing exposed surface, complete 2) Plastering done under soffit of R.C.C. (but excluding the cost of steel reinforcement, its fabrication and placing in position etc.) |  | 0
129 | Providing and laying dry, hand packed stone apron as per drawing | 100 | 11277.6028 | 6849 | 772403.0158
130 | Excavation in foundation of building, bridges, and other structures, including dag belling, dressing refilling around structure with excavated earth, watering and ramming lead upto one chain (30m)and lift upto 5' (1.5 m) (b) in ordinary soil. By Manual | 1000 | 72531.6637 | 15824.15 | 1147751.9269 | 80212234.6796
131 | Spraying antitermite liquid mixed with water ratio 1:40 | 1 | 88776.1875 | 12.55 | 1114141.1531
132 | Pacca brick work in ground floor. Cement sand mortar Ratio 1:4 | 100 | 47794.11 | 35830.6 | 17124916.3777
133 | Providing and laying reinforced cement concrete (including prestressed concrete), using Sulphate resisting cement; coarse sand and screened graded and washed aggregate, in required shape and design, including forms, moulds, shuttering, lifting, compacting, curing, rendering and finishing exposed surface, complete 2) Plastering done under soffit of R.C.C. (but excluding the cost of steel reinforcement, its fabrication and placing in position etc.) - a) Reinforced cement concrete in roof slab, beams, columns lintels, girders and other structural members laid in situ or precast laid in position, or prestressed members cast in situ, complete in all respects. Type C (nominal mix 1:2:4) | 1 | 21724.43 | 741.85 | 16116268.3955
134 | Providing and fixing windows consisting of M.S box section frame 2" x 1½" ( 50 x 40mm) Leaves frame 1½" x 1" (40 x 25 mm) box section frame for glazing 3/8" x 3/8" (10 x 10 mm) using 16 SWG sheet 'U' shaped rubber supported with 1" x 1/8" (25 x 3 mm) M.S. flat for fixing 3/16" (5 mm) thick glass panes M.S. box section 1/2" x 1/2" (13 x 13 mm) of 16 SWG for fixing 24 SWG wire gauge on outer side by means of 3/4" x 1/8" (20 x 3 mm) M.S. flat and screws including grill of M.S. flat 1/2" x 1/8" (13 x 3 mm) or 1/4" x 1/4" (6 x 6 mm) square bar with independent frame of 1/2" x 1/2" (13 x 13 mm) box section of 16 SWG i/c all C.P fitting and painting 3 coats complete in all respect. | 1 | 3276 | 2180.7 | 7143973.2
135 | Providing and fixing 1½" (40 mm) thick solid flush door shutter sterling or equivalent with commercial ply (5mm thick) on both sides double pressed and deodar wood lapping 1½" x 3/8" (40 mm x 10 mm) around shutter including chromium plated fitting, iron hinges with aluminum kick plate 22 SWG on both sides and finger plate complete in all respect. | 1 | 3822 | 638.85 | 2441684.7
136 | Providing and laying single layer of tile 9" x 4½" x 1½" laid over 4" earth and 1" thick mud plaster without bhoosa, grouted with cement mud (1:3) on top of R.C.C. roof, slab, provided with 34 lbs. per % Sft. Or 1.72 Kg./Sq.m. bitumen coating sand blinded. | 100 | 33854.8438 | 13179.6 | 4461932.9869
137 | 1½"(40 mm) thick mosaic flooring, consisting of ½ " mosaic topping of one part of cement and marble powder in the ratio of 3:1 and two parts of marble chips, laid over 1"(25 mm) thick floor of 1:2:4 cement concrete, including rubbing and polishing complete with finishing :-using grey cement | 100 | 22325.3713 | 29658.5 | 6621370.2322
138 | Mosaic dado or skirting with one part of cement and marble powder in the ratio of 3:1 and two parts of marble chips, laid over ½"(13 mm) thick cement plaster 1:3, including rubbing and polishing, complete with finishing:(a) using grey cement: i) 1/2"(13 mm) thick | 100 | 14054.04 | 19146.85 | 2690905.9577
139 | Providing and fixing marble strip of any shade for dividing the mosaic flooring into panels (a) Size 1½" x 3/8" (40 x 10 mm) | 1 | 22750 | 39.6 | 900900
140 | Cement concrete plain including, placing, compacting, finishing and curing complete (including screening and washing of stones aggregate) |  | 0
141 | Cement plaster 3/8" (10 mm thick under soffit of R.C.C. roof slabs only, upto 20' height (Ratio 1:3). | 100 | 21116.55 | 5264.65 | 1111712.4496
142 | Providing and fixing sliding; bolt to doors iron sliding bolt, 10" (250 mm) long. | 1 | 182 | 656.85 | 119546.7
143 | Providing and fitting glazed earthen ware water closet, squatter type (Orisa pattern) combined with foot rest white. | 1 | 91 | 4105.05 | 373559.55
144 | Providing and fitting "P" trap 10 cm (4") glazed. | 1 | 273 | 463.15 | 126439.95
145 | Providing and Fixing chromium plated bib cock (ii)1.5 cm (1/2"). | 1 | 364 | 1639.2 | 596668.8
146 | Providing & fitting plastic made low down flushing cistern 13.63 litre (3 gallons) capacity, including bracket set, copper connection, etc. complete (i) white. | 1 | 91 | 8069.2 | 734297.2
147 | Providing and installing P.V.C. tees, of B.S.S.Class `B' working pressure:-b) 4" i/d (100 mm) | 1 | 364 | 2374.25 | 864227
148 | Providing,laying,testing and commissioning of POLYPROPYLENE RANDOM COPOLYMER (PPRC water supply pipe ( Dadex/ Popular/ Beta or approved equivalent manufacturer, withs pecified pressure rating PN (PRESSURE NOMINAL) and conforming to DIN8077-8078 codei/ccost of solvent,specials,making jharries complete in all respect as approved and directed by Engineer Incharge.(Internal/ExternalDiametersmentioned). a) PN-16 pipe |  | 0
i | a) 20mm | 1 | 9100 | 62.95 | 572845
ii | b) 25mm | 1 | 4550 | 87.1 | 396305
149 | Providing and fixing looking glass (mirror) 22" x 16" (55 x 40) cm, and 5 mm thick glass first quality. | 1 | 91 | 1457.7 | 132650.7
150 | Providing and fixing stainless steel sink with drain board, size 120 x 60 cm (48 x 24") including bracket set, waste pipe and waste coupling. | 1 | 91 | 15209.1 | 1384028.1
151 | Providing and fitting. |  | 0
| a) Plastic soap dish. | 1 | 91 | 1380 | 125580
| b) Plastic towel rail. | 1 | 91 | 1610 | 146510
| c) plastic shelf 60x13cm (24" x 5") with bracket and railing. | 1 | 91 | 1035 | 94185
152 | Providing and fixing chromium plated tee stop cock 15 mm (1/2"). | 1 | 91 | 1999.2 | 181927.2
153 | Supply and erection of wall socket with 3 pin 5 amp shoe. | 1 | 256 | 204.7 | 52403.2 | #REF! | #REF!
154 | Supply and erection of 3 pin switch and plug combined recessed type (ii) 10/15 amp. | 1 | 182 | 213.1 | 38784.2
155 | P/F wall mounted DB (Distribution Board) made with 16SWG Sheet (Recessded/Surface mounted Type), Powder coated Paint, i/c the cost of Lock, Indication lights,Thimble, Copper Comb, Wiring, Netural & Earth Bar, Door Earthing, Digital Voltmeter,Digital Ammeter,Volt Selector Switch,Ammeter selector switch,Current Transformers and Controles Complete in all respect as approved and directed by the Engineer Incharge (Breakers will be Paid Separately)(a) 6" deep (i) 20~60A | 1 | 91 | 24422.65 | 2222461.15
156 | Suppling,Installation and comissioning of MCB (Miniature Circuit Breaker) of specified rating made of LEGRAND FRANCE/ GE U.S.A / SCHNEIDER GERMANY /SIEMEN GERMAN/TERASAKI JAPAN/ ABB SWITZERLAND in prelaid DBs and Panels i/c the cost of screwes,necessary wire completb) Double Pole(iii) 6-63 Amp (10 KA) | 1 | 91 | 5616.25 | 511078.75
157 | Suppling,Installation and comissioning of MCB (Miniature Circuit Breaker) of specified rating made of LEGRAND FRANCE/ GE U.S.A / SCHNEIDER GERMANY /SIEMEN GERMAN/TERASAKI JAPAN/ ABB SWITZERLAND in prelaid DBs and Panels i/c the cost of screwes,necessary wire complet Single Pole(iii) 6-63 Amp (10 KA) | 1 | 364 | 1453.75 | 529165
158 | Supply and erection of 3/8" (10mm) dia M.S. bar fan hook, placed at the time of casting of slab. | 1 | 91 | 83.75 | 7621.25
159 | Providing and fixing Pakistan Energy Label NEECA approved Copper winded Ceiling Fan i/c the cost of necessary cable and hardware for connection as approved and directed by Engineer Incharge. 56" Sweep | 1 | 91 | 10815.4 | 984201.4
160 | Erecting of ceiling fan along with regulator (all sizes) including carriage local railway station/ store to site of work, electric wire/cable for suspension rod and board connection and cutting, threading on the rod where necessary. | 1 | 91 | 663.65 | 60392.15
161 | Provided and installed 1 HP electric water pump with 70 ft bore, and successfully installed a 200-gallon water tank including all accessories and plumbing connections. | 1 | 91 | 99800 | 9081800
162 | HT Spun Pole 45' | 1 | 25 | 71344 | 1783600
163 | HT S/STRUCTURE Pole 36' | 1 | 700 | 71680 | 50176000
164 | Earthing | 1 | 840 | 5488 | 4609920
165 | Steel -X-ARMS | 1 | 1760 | 8333 | 14666080
166 | 11-KV Disc: Insulator | 1 | 1530 | 4250 | 6502500
167 | Eye Nut/Anchore Shakle/D.End Clump | 1 | 1200 | 609 | 730800
168 | 11KV Pin Insulator with Pins | 1 | 2415 | 1797 | 4339755
169 | D-Shakel + Spool Insulator | 1 | 1000 | 599 | 599000 |  | 830550 | 833940
170 | DA Bolts | 1 | 700 | 358 | 250600
171 | Nuts & Bolts 14" | 1 | 500 | 208 | 104000
172 | Nuts & Bolts 12" | 1 | 500 | 184 | 92000
173 | Nuts & Bolts 02" | 1 | 200 | 49 | 9800
174 | Stay Rod + stay strips Complete | 1 | 150 | 3935 | 590250
175 | Stay Wire | 1 | 1870 | 399 | 746130
176 | ACSR Rabbit Conductor | 1 | 61590 | 245 | 15089550 | 100289985
177 | Transformer 400-KVA | 1 | 2 | 2189000 | 4378000 | 43272829
178 | Transformer 100-KVA | 1 | 5 | 506760 | 2533800
179 | Transformer 50-KVA | 1 | 5 | 400567 | 2002835
180 | Transformer 25-KVA | 1 | 46 | 286340 | 13171640
181 | Plate form D/Edge | 1 | 60 | 24290 | 1457400
182 | Nuts & Bolts | 1 | 1283 | 198 | 254034
183 | D-Fues Fitting Set | 1 | 183 | 18250 | 3339750 | 782.8283 | 1283
184 | Steel Crass arm for D fuse Mounting | 1 | 50 | 4770 | 238500
185 | LT Capacitor | 1 | 50 | 10900 | 545000
186 | LT Spun / PCC Pole 31' | 1 | 527 | 23650 | 12463550
187 | street light pole bracket 30 mm (1¼") G.I. pipe 2 metre long, complete with 2 No. pole clamp. (Ch-24) [Pump station + Tubewell Rooms) | 1 | 200 | 3378.5 | 675700
188 | Supply and erection of pole mounted street light, holders, shade and glass, etc., for fitting 125/250 watts mercury vapour lamp (excluding cost of lamps): ii) Philips design (Ch 24) [Pump station + Tubewell Rooms) | 1 | 200 | 6949.8 | 1389960
189 | Supply and fitting of mercury vapour lamp, complete with choke set ii) 250 watt lamp (Ch 24) [Pump station + Tubewell Rooms) | 1 | 200 | 4113.3 | 822660
190 | PVC 4/C Cable 19.083 (70mm Armoured | 1 | 6300 | 975 | 6142500
191 | AMR METER HT/LT Type (bi-directional) | 1 | 50 | 48900 | 2445000
192 | ATB A-Type 100/5 | 1 | 17 | 31300 | 532100
193 | CTs 100/5 Amp | 1 | 108 | 10530 | 1137240
194 | (A)Installation Charges of 11 KV Line material Complete in all respect | 1 | 0 | 16263340 | 16263340
195 | (B)Installation Charges of Sub Station material Complete in all respect | 1 | 0 | 5598490 | 5598490
196 | (c.)Installation Charges of service and Metering material complete in all respect | 1 | 0 | 1034832 | 1034832
197 | Earthing Pit & Material Complete in all respect | 1 | 0 | 8064000 | 8064000
198 | Foundation Charges complete in all respect | 1 | 0 | 42000000 | 42000000
199 | 630 KVA TRANSFORMER | 1 | 2 | 2375000 | 4750000 | 7856248 | 14594316
200 | 200 KVA TRANSFORMER | 1 | 2 | 904422 | 1808844 |  | 6738068
201 | D/STRUCTURE PLATEFORM | 1 | 7 | 24290 | 170030
202 | S/STRUCTURE PLATEFORM | 1 | 6 | 15786 | 94716
203 | HT PCC POLE | 1 | 12 | 33000 | 396000
204 | AMR METER | 1 | 9 | 35200 | 316800
205 | Stay Rods | 1 | 14 | 3591 | 50274
206 | Earth Rods | 1 | 58 | 1498 | 86884
207 | PVC 4/C 19/.052 | 1 | 420 | 435 | 182700
208 | Providing and fixing barbed wire fencing, with 4 horizontal and two cross wires, with R.C.C. 1:2:4 posts, 5.5'x6"x9" (1.68mx150mmx225 mm) at 8 ft. (2.45 m) center to center, reinforced with 4 No. 3/8" (10 mm) dia vertical bars and 1/8" (3 mm) dia stirrups 12" (300 mm) center to center, complete in all respects. in cement concrete 1:4:8 base of size 12"x12"x21" | 100 | 49390 | 69347.9 | 34250927.81 |  | #REF!
209 | Excavation in foundation of building, bridges, and other structures, including dag belling, dressing refilling around structure with excavated earth, watering and ramming lead upto one chain (30m)and lift upto 5' (1.5 m) (b) in ordinary soil. | 1000 | 2062.982 | 15824.15 | 32644.9366 |  | #REF!
210 | Providing and fixing collapsible gate made of 2"x2"x"¼" (50x50x6 mm) tee iron at top and bottom, channel iron verticals ¾"x¼"x¼"x1/8" (20x6x6x3 mm) at 3" (75 mm) to 5" (125 mm) centre to centre (approximate) and flat iron crosses 3"x3/16" (75x5 mm), and best quality rollers at bottom of 3" (75 mm) diameter including holdfasts, handles 12" (300 mm) long of ¾"x¼"x¼"x1/8" (20x6x6x3 mm) channel iron, locking arrangement inside and outside, painting 3 coats of black Japan enameled, complete in working order. | 1 | 6650 | 1985.95 | 13206567.5
211 | Supply and erection PVC pipe for recessed wiring (main and sub-main) purpose, including bends, specials, etc. in floor, wall or trenches:- 50mm i/d | 1 | 14250 | 234.95 | 3348037.5
212 | Supply and erection of single core PVC insulated copper conductor cables, in prelaid PVC pipe/M.S. conduit/G.I pipe/wooden strip batten/wooden casing an capping/G.I. wire/trenches (rate for cables only):7/0.74 mm (7/0.029") | 1 | 28500 | 56.3 | 1604550 | 52442727.7466
213 | Providing installation, testing, and commissioning of a vertical deep well turbine tubewell pump with discharge 2 cusec against 70 ft head, including bowl assembly, vertical column pipe with shaft, motor, pre-lubrication tank, foundation fixing and alignment, MCCB/control panel with all electrical connections, cables and accessories from transformer to tubewell including earthing and protection devices, complete suction and delivery piping up to 25 ft outlet basin of approved material (MS/CI) with bends, flanges, valves, gaskets, supports and accessories, carrying out all works for energizing, testing, and full-load commissioning; pump casing in Gray Cast Iron EN-GJL-250, impeller in Stainless Steel grade 1.4408, column pipe coated internally and externally with epoxy paint, materials verified per EN 10204-3.1, minimum 80% efficiency per ISO 9906-1B; motor of reputed manufacturer, vertical solid shaft, IE3 efficiency class, 15 kW (20 HP, 1450 rpm), 4-pole, 3-phase, 50 Hz, 380/400 V, manufacturer to have in-house hydraulic and metallurgical testing facility, complete in all respects suitable for tubewell application. [including transportation and all overhead charges] | 1 | 37 | 4350150 | 160955550
214 | Providing installation, testing and commissioning of horizontal centrifugal pump having discharge capacity of 10 cusec against 30 ft - 35 ft head including pump, motor, bowl assembly, column set, pre-lubrication tank, foundation fixing and alignment, MCCB/control panel with all electrical cables and connections from transformer to pump including earthing and protection devices, complete suction piping inside the chamber (SS/MS/CI) and delivery piping up to the outlet basin (40–50 ft) of approved material (Fibre reinforced cement/upvc of suitable internal diameter size as approved by E-in-C) with all bends, flanges, gaskets, supports and accessories, and carrying out all works necessary for energizing, testing and full-load commissioning of the complete pump set in all respects.. Pump shall have min. 81% efficiency which should be verified according to ISO 9906-1B standard. Material of pump casing shall be Gray cast iron EN-GJL-250 having impeller in Stainless Steel grade 1.4408. Pump shall be coated internally with epoxy paint. Material of pump shall be verified according to material test certificate EN 10204-3.1. Motor shall be of reputed manufacturer having min. IE3 efficiency class. Rating of motor to be 37 KW (50HP, 950 rpm)/6 pole, 3 phase, 50 Hz, 380/400 Volts. Manufacturer shall have its own testing facility to verify pumps hydraulic performance testing. Manufacturer shall have its own material testing lab to verify metallurgical testing. [including transportation and all overhead charges] | 1 | 8 | 3886124 | 31088992
215 | Providing installation, testing and commissioning of horizontal centrifugal pump having discharge capacity of 10 cusec against 40 ft - 45 ft head including pump, motor, bowl assembly, column set, pre-lubrication tank, foundation fixing and alignment, MCCB/control panel with all electrical cables, accessories and connections from transformer to pump including earthing and protection devices, complete suction piping inside the chamber (SS/MS/CI) and delivery piping up to the outlet basin (40–50 ft) of approved material (Fibre reinforced cement/upvc of suitable internal diameter size as approved by E-in-C) with all bends, flanges, valves, gaskets, supports and accessories, and carrying out all works necessary for energizing, testing and full-load commissioning of the complete pump set in all respects.. Pump shall have min. 82% efficiency which should be verified according to ISO 9906-1B standard. Material of pump casing shall be Gray cast iron EN-GJL-250 having impeller in Stainless Steel grade 1.4408. Pump shall be coated internally with epoxy paint. Material of pump shall be verified according to material test certificate EN 10204-3.1. Motor shall be of reputed manufacturer having min. IE3 efficiency class. Rating of motor to be 45 KW (60HP, 950 rpm)/6 pole, 3 phase, 50 Hz, 380/400 Volts. Manufacturer shall have its own testing facility to verify pumps hydraulic performance testing. Manufacturer shall have its own material testing lab to verify metallurgical testing. [including transportation and all overhead charges] | 1 | 6 | 4140119 | 24840714
216 | Providing installation, testing and commissioning of horizontal centrifugal pump having discharge capacity of 20 cusec against 30 ft - 35 ft head including pump, motor, bowl assembly, column set, pre-lubrication tank, foundation fixing and alignment, MCCB/control panel with all electrical cables, accessories and connections from transformer to pump including earthing and protection devices, complete suction piping inside the chamber (SS/MS/CI) and delivery piping up to the outlet basin (40 -- 50 ft) of approved material (Fibre reinforced cement/upvc of suitable internal diameter size as approved by E-in-C) with all bends, flanges, valves, gaskets, supports and accessories, and carrying out all works necessary for energizing, testing and full-load commissioning of the complete pump set in all respects.. Pump shall have min. 83% efficiency which should be verified according to ISO 9906-1B standard. Material of pump casing shall be Gray cast iron EN-GJL-250 having impeller in Stainless Steel grade 1.4408. Pump shall be coated internally with epoxy paint. Material of pump shall be verified according to material test certificate EN 10204-3.1. Motor shall be of reputed manufacturer having min. IE3 efficiency class. Rating of motor to be 75 KW (100HP, 950 rpm)/8 pole, 3 phase, 50 Hz, 380/400 Volts. Manufacturer shall have its own testing facility to verify pumps hydraulic performance testing. Manufacturer shall have its own material testing lab to verify metallurgical testing. [including transportation and all overhead charges] | 1 | 1 | 8178639 | 8178639
217 | Providing installation, testing and commissioning of vertical tubular casing pump with ever cleaning blades having discharge capacity of 40 cusec against 16-25 ft head including pump, motor, bowl assembly, column set, pre-lubrication tank, foundation fixing and alignment, MCCB/control panel with all electrical cables, accessories and connections from transformer to pump including earthing and protection devices, complete suction piping inside the chamber (SS/MS/CI) and delivery piping up to the outlet basin (40–50 ft) of approved material (Fibre reinforced cement/upvc of suitable internal diameter size as approved by E-in-C) with all bends, flanges, valves, gaskets, supports and accessories, and carrying out all works necessary for energizing, testing and full-load commissioning of the complete pump set in all respects. . Pump shall have min. 84% efficiency which should be verified according to ISO 9906-1B standard. Material of pump casing shall be Gray cast iron JL-1040 having propeller (ever cleaning blades) in Stainless Steel grade 1.4408. Pump and column pipe shall be coated internally and externally with epoxy paint. Material of pump shall be verified according to material test certificate EN 10204-3.1. Motor shall be of reputed manufacturer having min. IE3 efficiency class. Vertical solid shaft. Rating of motor to be 110 KW (150HP, 450 rpm)/8 pole, 3 phase, 50 Hz, 380/400 Volts. . Manufacturer shall have its own testing facility to verify pumps hydraulic performance testing. Manufacturer shall have its own material testing lab to verify metallurgical testing. [including transportation and all overhead charges] | 1 | 8 | 13004544 | 104036352
218 | Providing, installation, testing and comissioning of 5 Ton and more capacity Gantry Craine, with girder bridge type arrangement, fitted with electric motor for its operation and mobility, electric wiring and fixing in position, complete in all rspect. | 1 | 4 | 1472223 | 5888892
219 | Providing, installation, testing and comissioning of 10 Ton and more capacity Gantry Craine, with girder bridge type arrangement, fitted with electric motor for its operation and mobility, electric wiring and fixing in position, complete in all rspect. | 1 | 1 | 1315342 | 1315342
220 | Direct Rotary / Reverse Rotary drilling of bore for tubewell in all type of soil except shingle gravel and rock. i). 15 " To 18" ( 500 to 650 mm) | 1 | 8140 | 864.05 | 7033367
221 | Collection of lithological samples with sieve analysis at every 5 ft. interval or change of lithology whichever is earlier. | 1 | 1628 | 80 | 130240
222 | Furnishing sample of water from bore hole. | Per Set of 2 bottles | 37 | 232.8 | 8613.6
223 | Providing, installations testing and commissioning of 16” dia fiberglass blind pump housing casing with 6mm wall thickness having quick lock mechanical key joints complete in all respect as per specification and approved by the Engineer. | 1 | 2590 | 5371 | 13910890
224 | Providing and installation of Fibre Glass reducer 16”x10” with wall thickness 5.5 mm. complete in all respect as per specification and approved by the Engineer. | 1 | 74 | 35582 | 2633068
225 | Providing and installing Fiberglass Reinforced Polypropelene (FRP) strainer of specifid wall thickness having slot size of 0.9 mm to 1.10 mm in Tubewell borehole i/c the cost of male/female coupling with Nylone Strip,studs complete in all respect as approved and directed by the Engineer Incharge vi) 10" inch dia (6.35 mm thickness | 1 | 4440 | 3866.45 | 17167038
226 | Proving and installation of fiberglass Blank blind casing pipe dia 10” with 5.5” wall thickness. complete in all respect as per specification and approved by the Engineer. | 1 | 740 | 3583 | 2651420
227 | Providing and installing Fiber glass Reinforced Polypropelene (FRP) bail plug of specified wall thickness having slot size of 0.9 mm to 1.10 mm in Tubewell bore hole i/c the cost of male / female coupling with Nylone Strip, studs complete in all respect as approved and directed by the Engineer Incharge.vi) 10"dia (6.35mm thickness) | 1 | 370 | 3735.5 | 1382135
228 | Providing and installation of centralizer complete in all respect as per specification and approved by the Engineer. | 1 | 148 | 1148 | 169904
229 | Shrouding with graded pea gravel 3/8" to 1/8" arround tubewell casing in the bore hole. | 1 | 6520.88 | 186.65 | 1217122.252
230 | Testing and Development of tubewell of size 6"(150 mm ) and above continusly. ii) Above 1.5 cs Discharge | 1 | 2664 | 3253.1 | 8666258.4
231 | Supply and erection of copper conducter cables for service connection (rate for cable only), PVC insulated, PVC sheathed 4 core , 600/1100 volt non armoured cable. (7/0.064") | 1 | 1850 | 924.05 | 1709492.5
232 | Excavation of trenches in all kinds of soil except cutting rock, for watersupply pipelines upto 5 ft. (1.5 m) depth from ground level, including trimming, dressing sides leveling the beds of trenches to correct grade and cutting pits for joints, etc. complete in all respects. | 1000 | 118400 | 11293.9 | 1337197.76
233 | Providing,laying,testing and commissioning μPVC (Unplasticized Poly vinyl Chloride Pressure pipe of nominal diameter, conforming to PS-3051/BS-3505, Dadex/ Popular/ Beta or approved equivalent manufacturer,i/c the cost of solvent and specials complete as approved and directed by the Engineer Incharge. a)Class-D 12 inch | 1 | 14800 | 3565 | 52762000
234 | Providing,laying,testing and commissioning μPVC (Unplasticized Poly vinyl Chloride Pressure pipe of nominal diameter, conforming to PS-3051/BS-3505, Dadex/ Popular/ Beta or approved equivalent manufacturer,i/c the cost of solvent and specials complete as approved and directed by the Engineer Incharge. a)Class-D 3 inch | 1 | 555 | 500.3 | 277666.5 | 111056413.012
235 | Providing installation, testing, and commissioning of a 22.5 kW Solar PV system capable of running a horizontal centrifugal pump with discharge 2 cusec against 70 ft head, pump minimum 81% efficiency, including Tier-1 Bloomberg-certified mono / bi-facial N-type solar panels (JINKO / LONGI / JA / Canadian / AKCome / TW / Trina, 700+ W/panel, 23.5% efficiency), solar pump inverter INVT suitably rated for system capacity, mounted on 12 ft high L2/L3/L4 galvanized steel structure (14 gauge) with complete mechanical and civil works, DC and AC cabling with XLPE/PVC insulated tin-coated copper wires, combiner boxes, AC & DC breakers, SPDs (A+ grade), all distribution/protection boxes (12"×18"×18" SWG or equivalent), PVC pipes, flexible pipes (1–1.5"), thimbles (O-type, U-type with shrouds), Rawl bolts, nuts and bolts, complete earthing system, lightning arrestor, all civil works, foundations, and supports, all electrical connections for net metering with meter, transportation of all materials from warehouse to site, testing, commissioning, and manufacturer-provided maintenance/after-sales service for up to 2 years, complete in all respects as directed by the Engineer-in-Charge. | 1 | 87 | 1950150 | 169663050
236 | GNSS (Topographical) Surveying instrument with Base, Rover, Controller complete in all respect | 1 | 1 | 1829000 | 1829000
237 | Providing and supplying a complete aerial topographic survey package consisting of a professional RTK-enabled survey drone, high-resolution photogrammetry camera, licensed processing software, additional 8 batteries with charging hub, Ground Control Point (GCP) sets/markers, High graded RTK base station kit with tripod and pole, and 5 TB rugged NVMe SSD storage, complete in all respects (Equivalent: DJI Matrice 350 RTK Drone, Zenmuse P1c etc) | 1 | 1 | 4250000 | 4250000
238 | Providing and supplying a Total Station with angle accuracy ≤5″, EDM reflectorless range ≥500 m, prism range ≥1500 m, distance accuracy ±(2 mm + 2 ppm), 30× telescope, dual-axis compensator, rechargeable batteries with charger, prism set with pole, tripod, data storage/USB/Bluetooth interface, carrying case, calibration certificate, and all accessories complete. | 1 | 1 | 1475000 | 1475000
239 | Providing and supplying an automatic self-leveling Auto-Level with minimum 32× magnification, ±2 mm/km accuracy, dual-axis compensator, tripod, 2.5 m leveling staff, carrying case, calibration certificate, and all accessories complete. | 1 | 4 | 129800 | 519200
240 | Providing and supplying a high-performance workstation laptop with Intel Core i9-14900HX / AMD Ryzen 9 7940HX or higher, 64GB DDR5 RAM, 2TB NVMe Gen-5 M.2 SSD, dedicated NVIDIA RTX 4080 (12GB) or higher GPU, Windows 11 Pro, full-size keyboard with numeric pad, complete with premium laptop bag, wireless headphones (Sennheiser/Beats/Sony/Anker or equivalent), USB 3.2 Gen-2 (10Gbps) flash drive, and Logitech MX Master 3S wireless mouse or equivalent, complete in all respects. | 1 | 2 | 850000 | 1700000
241 | Providing installation, testing, and commissioning of a 64 kW Solar PV system capable of operating a horizontal centrifugal pump with discharge 10 cusec against 40 - 45 ft head, pump minimum 82% efficiency verified as per ISO 9906-1B standard, including Tier-1 Bloomberg-certified mono/ bi-facial N-type solar panels (JINKO / LONGI / JA / Canadian / AKCome / TW / Trina, 700+ W/panel, 23.5% efficiency), solar pump inverter INVT suitably rated for system capacity, mounted on 12 ft high L2/L3/L4 galvanized steel structure (14 gauge) with complete mechanical and civil works, DC and AC cabling using XLPE/PVC insulated tin-coated copper wires, combiner boxes, AC & DC breakers, SPDs (A+ grade), all distribution/protection boxes (12"×18"×18" SWG or equivalent), PVC pipes, flexible pipes (1–1.5"), thimbles (O-type, U-type with shrouds), Rawl bolts, nuts and bolts, complete earthing system, lightning arrestor, all civil works, foundations, and supports, electrical connections for net metering with meter, transportation of all materials from warehouse to site, testing, commissioning, and manufacturer-provided maintenance/after-sales service for 2 years, complete in all respects as directed by the Engineer-in-Charge. | 1 | 6 | 5061387.5 | 30368325
242 | Providing installation, testing, and commissioning of a 53.5 kW Solar PV system capable of running a horizontal centrifugal pump with discharge 10 cusec against 30–35 ft head, pump minimum 81% efficiency, including Tier-1 Bloomberg-certified mono / bi-facial N-type solar panels (JINKO / LONGI / JA / Canadian / AKCome / TW / Trina, 700+ W/panel, 23.5% efficiency), solar pump inverter INVT suitably rated for system capacity, mounted on 12 ft high L2/L3/L4 galvanized steel structure (14 gauge) with complete mechanical and civil works, DC and AC cabling with XLPE/PVC insulated tin-coated copper wires (DC 1-core 6 mm, AC 4-core 6 mm, 25 mm PVC/XLPE), combiner boxes, AC & DC breakers, SPDs (A+ grade), all distribution/protection boxes (12"×18"×18" SWG or equivalent), PVC pipes, flexible pipes (1–1.5"), thimbles (O-type, U-type with shrouds), Rawl bolts, nuts and bolts, complete earthing system, lightning arrestor, all civil works, foundations, supports, electrical connections for net metering with meter, transportation of all materials from warehouse to site, testing, commissioning, and manufacturer-provided maintenance/after-sales service for 2 years, complete in all respects as directed by the Engineer-in-Charge. | 1 | 7 | 4116450 | 28815150
243 | Providing installation, testing, and commissioning of a 107 kW Solar PV system for a horizontal centrifugal pump with discharge 20 cusec against 30 - 35 ft head, pump minimum 83% efficiency, including Tier-1 Bloomberg-certified mono/ bi-facial N-type solar panels (JINKO / LONGI / JA / Canadian / AKCome / TW / Trina, 700+ W/panel, 23.5% efficiency), solar pump inverter INVT suitably rated for system capacity, mounted on 12 ft high L2/L3/L4 galvanized steel structure (14 gauge) with complete mechanical and civil works, DC and AC cabling with XLPE/PVC insulated tin-coated copper wires (DC 1-core 6 mm, AC 4-core 6 mm, 25 mm PVC/XLPE), combiner boxes, AC & DC breakers, SPDs (A+ grade), all distribution/protection boxes (12"×18"×18" SWG or equivalent), PVC pipes, flexible pipes (1–1.5"), thimbles (O-type, U-type with shrouds), Rawl bolts, nuts and bolts, complete earthing system, lightning arrestor, all civil works, foundations, and supports, all electrical connections for net metering with meter, transportation of all materials from warehouse to site, testing, commissioning, and manufacturer-provided maintenance/after-sales service for up to 2 years, complete in all respects as directed by the Engineer-in-Charge. | 1 | 1 | 8787425 | 8787425
244 | Surface water Monitoring for Construction Phase | Lump Sump | 0 |  | 1300000
245 | Groundwater Monitoring for Construction Phase | Lump Sump | 0 |  | 700000
246 | Ambient Air Quality Monitoring for Construction Phase | Lump Sump | 0 |  | 500000
247 | Surface water MonitoringFor Operational Phase | Lump Sump | 0 |  | 500000
248 | Groundwater Monitoring For Operational Phase | Lump Sump | 0 |  | 500000
249 | Drinking Water Monitoring for Drinking Water & Groundwater Monitoring near disposal Pit | Lump Sump | 0 |  | 250000
250 | Groundwater Monitoring for Drinking Water & Groundwater Monitoring near disposal Pit | Lump Sump | 0 |  | 250000
251 | Training Session | Lump Sump | 5 | 100000 | 500000
252 | Emergency Plan | Lump Sump | 1 |  | 1500000
253 | Environmental Audit Cost | Lump Sump | 3 | 500000 | 1500000
254 | Site Visits by Regulatory Authorities | Lump Sump | 1 |  | 500000
255 | Sign Board for traffic management cost | Lump Sump | 1 |  | 125000
256 | Barricading Fence along Access Roads for traffic management cost | Lump Sump | 1 |  | 100000 | [7 empty] | 0
257 | Temporary Speed Breakers for traffic management cost | Lump Sump | 1 |  | 100000 | [5 empty] | 187601.82 | 40000 | 227601.82
258 | Controlling Dust Pollution for traffic management cost | Lump Sump | 1 |  | 175000 | [5 empty] | 101544.2 | 40000 | 141544.2
259 | Relocation of amenities and localized widening of road and barrier for traffic management cost | Lump Sump | 1 |  | 500000 | 9000000 |  |  |  |  | 134924 | 40000 | 174924
Total Cost (PKR) | [10 empty] | 207719.6 | 40000 | 247719.6
[11 empty] | 274993.6 | 156780 | 431773.6
|  |  |  | Total | 2262037920.5903 | [5 empty] | 141014 | 40000 | 181014
[11 empty] | 301093.6 | 156780 | 457873.6
|  |  |  | Required | 2279229198.29 | [5 empty] | 143304 | 40000 | 183304
[11 empty] | 1426668.4 | 156780 | 1583448.4
|  |  |  | Diffrance | -17191277.6997 | 16069459 | [6 empty] | 3629203.22
4726644
[5 empty] | 6363.3003 | 11342815 | 2000000
[6 empty] | 3629203 | 225000
623
[6 empty] | 14972641 |  |  | 0

## Workable BOQ FINAL (hidden)
MITIGATION OF WATER LOGGING IN DISTRICT RAHIMYARKHAN
BOQ
Sr. No | Item | Unit | Total QTY | Rate | Amount (PKR) | Rate |  | Amount Rupees (PKR)
[6 empty] | Rs. In Figures | Rs. In Words
1 | Earth Work in excavation of drains, irrigation channels through excavator/ drag lines in all kind of soil and conditions (dry, wet slush, daldal and under water ) including its disposal and preperation of working pad for operation of machinary. (rates includes 100ft lead) | 1000 | 69775243.96 | 4640.7 | 323805974.6452
2 | Dressing and levelling of earthwork to designed section etc complete in ii) ordinary or hard soil soil | 1000 | 26864727.17 | 940.9 | 25277021.7943
3 | Transportation of earth all types when the total distance, including the lead covered in the item of work , is more than 1000 ft. |  | 0 | 0 | 0
| a) 500 ft | 1000 | 546147.5 | 1073.2 | 586125.497
| b) 750 ft | 1000 | 989635 | 1743.95 | 1725873.9582
| c) 1000 ft | 1000 | 275885.29 | 2414.7 | 666180.2098
| d) 1250 ft | 1000 | 62477.5 | 6677.8 | 417212.2495
| e) 1500 ft | 1000 | 549295 | 6751.2 | 3708400.404
| f) 1750 ft | 1000 | 555572.5 | 6751.2 | 3750781.062
| g) 2000 ft | 1000 | 18740 | 6824.6 | 127893.004
| h) 2500 ft | 1000 | 53390 | 6971.4 | 372203.046
| i) 2750 ft | 1000 | 75040 | 6971.4 | 523133.856
| j) 3000 ft | 1000 | 98265.75 | 7044.8 | 692262.5556
| k) 3750 ft | 1000 | 187560 | 7191.6 | 1348856.496
| l) 4250 ft | 1000 | 54772.5 | 7338.4 | 401942.514
| m) 4500 ft | 1000 | 125720 | 7411.8 | 931811.496
| n) 5500 ft | 1000 | 70367.5 | 7558.6 | 531879.7855
| o) 6750 ft | 1000 | 4869.33 | 7934.1 | 38633.7512
4 | Borrowpit excavation undressed lead upto 100 ft (30 metre) in a) ordinary soil with | 1000 | 0 | 0 | 0
| a) 250 ft | 1000 | 140702.285 | 10936.05 | 1538727.2239
| b) 500 ft | 1000 | 1887045.5 | 11606.8 | 21902559.7094
| c) 1000 ft | 1000 | 97969.465 | 12948.3 | 1268538.0237
| d) 1 mile | 1000 | 159193.8 | 18092.2 | 2880166.0684
5 | Rehandling of earthwork lead upto 50ft (35% of excess cutting) | 1000 | 1340460.5752 | 5266.8 | 7059937.7577
6 | Providing and erection at site of work:- iii) R.C.C. boundary pillar. (Complete in all respect including transportation, Cement concrete foundation, fixing, painting and lettering etc) | 1 | 1254 | 1326.2 | 1663054.8
7 | Making boundary or service roads, including dag-belling, leveling and dressing:ii) in ploughed land: a) from 10.0 ft. to 20.0 ft. (3 to 6 m) wide | 1 | 1740 | 1935.4 | 3367596
8 | Jungle clearance and removing within 100 ft. light | 1000 | 6885050 | 376.2 | 2590155.81
9 | Providing and fixing Enamelled steel plate gauge 4" wide 1/4" thick (including painting and lettering) 10 ft length | 1 | 5 | 14630 | 73150
10 | Excavation in foundation of building bridges and other structures including dagbelling, dressing, refilling around structure with excavated earth, watering and ramming lead upto one chain and lift upto 5 ft. in ordinary soil | 1000 | 1617 | 15824.15 | 25587.6506
11 | Cement concrete plain including, placing, compacting, finishing and curing complete (including screening and washing of stones aggregate) | 100 | 0 | 0 | 0 |  |  |  | #REF!
| a) Nominal mix ratio 1:4:8 | 100 | 41070.5542 | 34694.3 | 14249141.2737 |  |  |  |  | 41070.5542 | 23362466.8526
| b) Nominal mix ratio 1:2:4 | 100 | 12898.7281 | 47135.9 | 6079931.5903 |  |  |  |  | 12898.7281
12 | Pacca brick work in foundation and plinth in cement sand mortar ratio 1:6. | 100 | 58371.5555 | 32675.95 | 19073460.2894 |  |  |  | #REF!
13 | Providing and laying damp proof course of cement 1:2:4 (using cement, sand and shingle), including bitumen coating with with 2 coats of bitumen: 1½" thick (40 mm). | 100 | 643.5 | 11851.2 | 76262.472
14 | Providing and laying damp proof course of cement 1:2:4 (using cement, sand and shingle), including bitumen coating with one coat of bitumen and one coat polythenesheet 500 gauge 1½" thick (40 mm). | 100 | 11220.6094 | 11460.2 | 1285904.2756 |  |  |  | #REF!
15 | Providing and laying damp proof course of cement 1:2:4 (using cement, sand and shingle), including bitumen coating with 2 coats of bitumen: 1½" thick (40 mm). | 100 | 427.5 | 11851.6 | 50665.59
16 | Pacca brick work other than building upto 10 ft. height in cement sand mortor ratio 1:3 | 100 | 1348.1016 | 37620.6 | 507163.8964
17 | Cement plaster 1:4 upto 20 ft. height, 3/8" thick | 100 | 3805.725 | 4334.75 | 164968.6644
18 | Providing and applying weather shield paint of approved quality on external surface of building including preparation of surface, application of primer complete in all respect: | 100 | 61675.4043 | 7379.1 | 4551089.7587 |  |  |  | #REF!
19 | Writing letter or figures per letter per inch height | 1 | 8250 | 30.5 | 251625
20 | Carriage of 100 Cf t. (2.83 cu.m) of all materials like stone aggregate, spawl, kankar lime (unslaked), surkhi , etc. or 150 Cf t. (4.25 cu.m) timber, by truck or by any othermeans owned by the contractor from Sakhi Sarwar Quarry to site 275 Km including first 11KM hilly area. |  | 0
| DPC | 100 | 70.785 | 14042.6 | 9940.0544
| PCC 1:2:4 | 100 | 5036.5815 | 14042.6 | 707267.0007 |  |  |  | #REF! | #REF!
| PCC 1:4:8 | 100 | 30772.1446 | 14042.6 | 4321209.1774 |  |  |  | #REF! | #REF!
| RCC 1:1.5:3 | 100 | 106108.0562 | 14042.6 | 14900329.8972
| Base | 100 | 2183.8 | 14042.6 | 306662.2988
| T.S.T | 100 | 268.5 | 14042.6 | 37704.381
| RCC 1.2.4 | 100 | 24736.4952 | 14042.6 | 3473647.0782 |  |  |  | #REF! | #REF! | 80212234.6796
| DPC 1.2.4 | 100 | 1234.267 | 14042.6 | 173323.1821 |  |  |  | #REF! | #REF!
| Dry Hand Pack Stone | 100 | 15224.7638 | 14042.6 | 2137952.6786
21 | Precast reinfoced cement concrete type "C" 1:2:4. | 1 | 786.04 | 546.95 | 429924.578
22 | Fabrication of mild steel reinforcement for cement concrete including cutting bending laying in position etc. complete in all respect. (deformed bars) Grade 40 | 100 | 1796.01 | 30006.1 | 538912.5566
23 | Carriage of consignment job upto 5 KMs Average | 1 | 457 | 115.4 | 52737.8
24 | Placing boundary pillars in position, including digging pits. | 1 | 457 | 141.9 | 64848.3
25 | Preparing surface and painting with emulation paint 3 coat. | 100 | 1599.5 | 4307.55 | 68899.2622
26 | Writing letter or firgures per letter per inch height (three figure each side). | 1 | 4570 | 30.5 | 139385
27 | Earthwork excavation undressed lead upto a single throw of Kassi, phaorah or shovel: In ordinary soil. | 1000 | 245 | 546.95 | 134.0027
28 | Cement concrete plain including placing, compacting, finishing and curing complete (including screening and washing of stone aggregate) Ratio 1: 2: 4 | 100 | 367.5 | 30006.1 | 110272.4175
29 | Providing, laying, cutting, jointing, testing and disinfecting G.I. pipeline in trenches, with socket joints, using G.I. pipes of B.S.S. 1387-1967 complete in all respects, with specials and valves. i) 4" i/d (100 mm) 3.65mm thick | 1 | 560 | 115.4 | 64624
30 | Carriage of 100 Cft of all material like stone aggregate, spawl, kankar, lime (unsoaked) surkhi etc by truck or by any other means owned by the contractor, lead 300Km.(From Sakhi Sarwar) | 100 | 323.4 | 141.9 | 458.9046
31 | Dismantling brick work in lime or cement mortar | 100 | 1823.0675 | 2633.4 | 48008.6595
32 | Dismantling and removing road pavement, etc.,including screening and stacking of byproducts upto one chain lead (30 metre). | 100 | 4635 | 4017.8 | 186225.03
33 | Dismantling cement concrete reinforced, separating reinforcement from concrete, cleaning and straightening the same. | 100 | 13340.27 | 27086.4 | 3613398.8933
34 | Excavation in foundation of building, bridges and other structures, including dagbelling, dressing, refilling around structure with excavated earth, watering and ramming lead up to one chain and lift upto 5 ft. In ordinary soil (above 5 ft depth) | 1000 | 588089.4262 | 12735.6 | 7489671.6963 |  |  |  | 704518649.6202 |  | 63826446.6244
35 | Providing and Fabrication of mild steel reinforcement for cement concrete, including cutting, bending, laying in position, 13 making joints and fastenings, including cost of binding wire and labour charges for binding of steel reinforcement (also includes removal of rust from bars):- Deformed bars (Grade-60). | 100 | 1015459.2095 | 30376.9 | 308465028.618 |  |  |  | #REF!
36 | Providing and laying reinforced cement concrete (including prestressed concrete), using Sulphate resisting cement; coarse sand and screened graded and washed aggregate, in required shape and design, including forms, moulds, shuttering, lifting, compacting, curing, rendering and finishing exposed surface, complete 2) Plastering done under soffit of R.C.C. (but excluding the cost of steel reinforcement, its fabrication and placing in position etc.) |  | 0
a) | Reinforced cement concrete in roof slab, beams, columns lintels, girders and other structural members laid in situ or precast laid in position, or prestressed members cast in situ, complete in all respects. Type B (nominal mix 1:1.5:3) | 1 | 174842.0531 | 817.55 | 142942120.5131
b) | Reinforcement cement concrete in slab of rafts/strip foundation, base slab of column and retaining walls, etc and other structural members not requiring form work(i.e horizontal shuttering) complete in all respect: Type B (Nominal Mix 1:1.5:3 ) | 1 | 77484.5118 | 670.5 | 51953365.1619
37 | Providing and embedding 10"(250mm) wide PVC water stopper in expansion joints of RCC structures (Retaining walls, water tanks, Slabs) complete in all respect. 10mm thick | 1 | 6423.48 | 809.4 | 5199164.712
38 | Bitumen coating to plastered or cement concrete surface. 14 lbs per 100 Sft (6.35 Kg. per Sq.m) | 100 | 99728.8136 | 1645.1 | 1640638.7121
39 | Providing, laying, cutting, jointing, testing and disinfecting PVC/ uPVC pipe line with `B' Class working pressure complete in all respects:- 4" i/d (100 mm) | 1 | 11417 | 514.9 | 5878613.3 |  |  |  | #REF!
40 | Providing and fixing 4" dia P.V.C pipe. | 1 | 48 | 378.75 | 18180
41 | Supply and erection PVC pipe for recessed wiring (main and sub-main) purpose, including bends, specials, etc. in floor, wall or trenches:- 80mm dia (3 inch) | 1 | 169.5 | 303.8 | 51494.1
41 | Providing and laying R.C.C. pipe sewers, moulded with cement concrete 4000 psi conforming to Specification C-76-20, Class II. Wall B, including carriage of pipe from factory to site of work, lowering in trenches to correct alignment and grade, jointing with rubber ring,cutting pipes where necessary, testing, etc., complete. 24 inch internal dia | 1 | 624 | 2150.35 | 1341818.4
43 | Providing and laying sub-base course of stone productof approved quality and grade, including placing, mixing, spreading and compaction of sub-base material torequired depth, camber, grade to achieve 100% maximum modified AASHTO dry density, including carriage of all material to site of work except gravel and. aggregate. Crushed stone aggregate. | 100 | 4715 | 10003.5 | 471665.025
44 | Providing and laying base course of crushed stone aggregate of approved quality and grade, and supply and spreading of stone screening, including placing, mixing,spreading and compaction of base course material to required depth, camber and grade to achieve 100% maximum modified AASHTO dry density, including carriage of all materials to site of work except gravel and. aggregate. | 100 | 2615 | 13527.4 | 353741.51
45 | Providing and laying road edging of 3" (75 mm) wide and 9" (225 mm) deep brick on end, complete in all respects | 1 | 700 | 64.2 | 44940
46 | Providing surface treatment of roads,including supply of bitumen and bajri/crushed stone aggregate of approved quality,including cleaning of road urface,heating,spraying bitumen,spreading bajri and rollingetc.complete including carriageof all material stosite of work excep tbajjri/crushed stone aggregate for which supply with in miles (5.0km) is included in the rate. |  | 0
a | 1st coat 35 lbs. bitumen, and 4 Cft. bajri of nominal size 1" (25 mm) per 100 sq. feet or 1.72 Kg bitumen and 0.017 cu.metre bajri per square metre.. | 100 | 5230 | 4549.95 | 237962.385
b | 2nd coat 18 lbs. bitumen, and 2 Cft. bajri of nominal size ½" (13 mm) per %sft or 1.23 Kg bitumen and 0.008 cu. metre bajri per sq.metre. | 100 | 5230 | 2639.45 | 138043.235
c | 3rd coat 14 lbs. bitumen, and 1.5 Cft. bajri of nominal size ¼" (6 mm) per %sft or 0.69 Kg bitumen and 0.005 cubic metre bajjri per sq.metre. | 100 | 5230 | 1960.75 | 102547.225
47 | Borrow pit excavation undressed lead up to 100 ft in ordinary soil. | 1000 | 123165 | 10533.6 | 1297370.844
48 | Cement plaster 1:3 upto 20' (6.00 m) height 1/2" (13 mm) thick. | 100 | 15594.5 | 4850.4 | 756395.628
49 | Providing and laying base course. | 100 | 2100 | 13527.4 | 284075.4
50 | Providing surface treatment to roads, including supply of bitumen and bujri /crushed stone aggregate of approved quality, including cleaning of road surface, heating and spraying bitumen, spreading bajri and rolling with road roller (including its operation cost, fuel and hire charges, etc.) etc. complete including carriage of all materials to site of work except bajjri/crushed stone aggregate. | 100 | 2800 | 4549.95 | 127398.6
51 | Providing and fixing Neoprene bearing pad with laminated steel plate top and bottom. Size (14" x 9" x 1.75") | Cu. Inch | 304.64 | 72 | 21934.08
52 | Plain wood work for regulation karries or needles, etc. including sawing, planning, wroughting wood and providing and fixing steel parts of karries i.e. end strip and rods, etc. b) Shisham wood | 1 | 202.95 | 17752.2 | 3602808.99
53 | Credit old material - steel | 1 | -26974.04 | 170 | -4585586.8 | [7 empty] | -323045052.0483
54 | Credit old material - brick batts | 100 | -1823.07 | 4100 | -74745.87 |  |  |  | 531606278.0483 | 208561226 | -323045052.0483 |  | -326079072.5406
55 | Extra for slush or Daldal including dewatering. | 1000 | 333466.1689 | 12038.4 | 4014399.1277 | [5 empty] | 36383456.567
56 | Pacca brick work other than buildings upto 10 feet height. Cement sand mortar ratio 1:4 | 100 | 13799.15 | 35727 | 4930022.3205
57 | Providing and placing poly sulphide joint sealent 1" wide and 1" deep. | 1 | 1670 | 1381 | 2306270
58 | Dismantling stone or spawl pitching and apron in silted condition. | 100 | 93240 | 3762 | 3507688.8 |  |  |  | 89611262 | 92645282.4923 | 3034020.4923 |  |  | -3034020.4923
59 | Supply and dumping at site, without boat, including handling of materials within three chains (90 m) | 100 | 126000 | 4743.75 | 5977125 | [6 empty] | -320011031.556
60 | Providing and laying stone pitching/filling, dry hand packed, as filling behind retaining walls or in pitching and aprons. | 100 | 50517.8 | 6849 | 3459964.122
61 | Formation dressing and preparing subgrade, on slope | 100 | 94646.5469 | 2265.1 | 2143838.9329
62 | Formation dressing and preparing subgrade, in bed. | 100 | 15600.14 | 1660.5 | 259040.3247
63 | Providing and laying graded bajri 1/8" to 1/2" size on slope. | 100 | 32048.5048 | 18564.1 | 5949516.4852
64 | Providing and laying graded bajri 1/2" to 2" size on slope. | 100 | 32048.5048 | 18564.1 | 5949516.4852
65 | Providing and laying graded bajri 1/8" to 1/2" size on level. | 100 | 5305.089 | 18017.6 | 955849.7157
66 | Providing and laying graded bajri 1/2" to 2" size on level. | 100 | 5305.089 | 18017.6 | 955849.7157
67 | Providing and laying stone for top layer only, on slope. | 100 | 97109.8429 | 11511 | 11178314.0139
68 | Providing and laying stone for top layer only, on Level | 100 | 15372.42 | 10570.5 | 1624941.6561
69 | Carriage of 100 Cft of all material like stone aggregate, spawl, kankar, lime (unsoaked) surkhi etc or 150 Cft of timber by truck or by any other means owned by the contractor, lead 275 Km. | 100 | 364527.734 | 14042.6 | 51189171.5709
70 | Credit to old material |  | 0
| Steel | 1 | 2535 | -170 | -430950
| Brick batts | 100 | 1819.13 | -4100 | -74584.33 |  |  |  | 55936171.4337 | 50492531
71 | Excavation in foundation of building, bridges, and other structures, including dag belling, dressing refilling around structure with excavated earth, watering and ramming lead upto one chain (30m)and lift upto 5' (1.5 m) (b) in ordinary soil.1)By Manual | 1000 | 20161.0006 | 15824.15 | 319030.6978 |  |  |  | #REF! | #REF! | 55936171.4337
72 | Spraying termite proofing by using liquid FMC / Biflex/ Terminex Exin/Ms Hextaror equivalent@specified suspension concenterate (SC), MixingAbility-HEXTAR with Ratio (1:250)= 540 Sft or equivalent approved liquid applying with shower and certificate will be provided by the contractor for10-years complete in all respect.as approved by the Engineer Incharge. | 1 | 18814.5 | 12.55 | 236121.975 |  |  |  | #REF! | #REF!
73 | Providing and laying vertical damp proof course with cement sand plaster and bitumen coating with one coat of bitumen and one coat of polythene sheet 500 gauge-Ratio 1:3 a) ½ " thick (13 mm) | 100 | 13211.49 | 7607.35 | 1005044.2845 |  |  |  | #REF!
74 | Filling watering ramming earth under floors with surplus earth from foundation etc. | 1000 | 37224.37 | 7547.75 | 280960.2387 |  |  |  | #REF!
75 | Pacca brick work in ground floor. Cement sand mortar Ratio 1:4. | 100 | 10763.3 | 35830.6 | 3856554.9698 |  |  |  | #REF! | #REF!
76 | Providing and laying reinforced cement concrete (including prestressed concrete), using Sulphate resisting cement; coarse sand and screened graded and washed aggregate, in required shape and design, including forms, moulds, shuttering, lifting, compacting, curing, rendering and finishing exposed surface, complete 2) Plastering done under soffit of R.C.C. (but excluding the cost of steel reinforcement, its fabrication and placing in position etc.) |  | 0 | 0 | 0 |  |  |  | #REF! | #REF!
a) | Reinforced cement concrete in roof slab, beams, columns lintels, girders and other structural members laid in situ or precast laid in position, or prestressed members cast in situ, complete in all respects. Type B (nominal mix 1:2:4) | 1 | 5704.1346 | 741.85 | 4231612.253 |  |  |  | #REF! | #REF!
b) | Reinforcement cement concrete in slab of rafts/strip foundation, base slab of column and retaining walls, etc and other structural members not requiring form work(i.e horizontal shuttering) complete in all respect: Type B (Nominal Mix 1:2:4) | 1 | 681.0891 | 595 | 405247.9922 |  |  |  | #REF! | #REF!
77 | Providing and fixing windows consisting of M.S box section frame 2" x 1½" ( 50 x 40mm) Leaves frame 1½" x 1" (40 x 25 mm) box section frame for glazing 3/8" x 3/8" (10 x 10 mm) using 16 SWG sheet 'U' shaped rubber supported with 1" x 1/8" (25 x 3 mm) M.S. flat for fixing 3/16" (5 mm) thick glass panes M.S. box section 1/2" x 1/2" (13 x 13 mm) of 16 SWG for fixing 24 SWG wire gauge on outer side by means of 3/4" x 1/8" (20 x 3 mm) M.S. flat and screws including grill of M.S. flat 1/2" x 1/8" (13 x 3 mm) or 1/4" x 1/4" (6 x 6 mm) square bar with independent frame of 1/2" x 1/2" (13 x 13 mm) box section of 16 SWG i/c all C.P fitting and painting 3 coats complete in all respect. | 1 | 1184 | 2180.7 | 2581948.8 |  |  |  | #REF! | #REF!
78 | Providing and fixing mild steel chowkat of doors windows C. windows etc. including holdfast making and threading 18 holes for hinges etc. complete 1½" x 1½" x 1/4" (40 x 40 x 6 mm) welded with M.S. flat 2" x 1/4" (50 m M.S. angle iron). | 1 | 5302 | 457.1 | 2423544.2 |  |  |  | #REF!
79 | Making and fixing steel grated door with 1/16" thick sheeting, including angle iron frame 2" x 2" x 3/8"and 3/4" square bars 4" centre to centre. with locking arrangement (Two No.). | 1 | 1813 | 2767 | 5016571 |  |  |  | #REF! | #REF!
80 | Providing and laying single layer of tile 9" x 4½" x 1½" laid over 4" earth and 1" thick mud plaster without bhoosa, grouted with cement mud (1:3) on top of R.C.C. roof, slab, provided with 34 lbs. per % Sft. Or 1.72 Kg./Sq.m. bitumen coating sand blinded. | 100 | 3535.8125 | 13179.6 | 466005.9443 |  |  |  | #REF! | #REF!
81 | Providing and laying polythene sheet under floor or roof complete 500 gauge. | 1 | 43350.1888 | 11 | 476852.0773 |  |  |  | #REF!
82 | Supplying and filling sand under floor or plugging in wells. | 100 | 8934.8275 | 3987 | 356231.5724 |  |  |  | #REF!
83 | Providing and laying watering and ramming brick ballast 1½" to 2" (40 mm to 50 mm) mixed with 25% sand for floor foundation complete in all respect. | 100 | 10919.7875 | 12801.2 | 1397863.8374 |  |  |  | #REF!
84 | Cement plaster 1:4 upto 20' (6.00 m) height 1/2" (13 mm) thick. | 100 | 140437.4163 | 4614.1 | 6479922.8232 |  |  |  | #REF! | #REF!
85 | Cement plaster 3/8" (10 mm thick under soffit of R.C.C. roof slabs only, upto 20' height (Ratio 1:3). | 100 | 4237.24 | 5264.65 | 223075.8557 |  |  |  | #REF! | #REF!
86 | Cement pointing struck joints on wall upto 20' (6m) height (a) Ratio 1:2 including extra cost of labour and material for red oxide pigment in cement pointing to match with the colour of bricks. | 100 | 83405.59 | 5012.65 | 4180830.3071 |  |  |  | #REF! | #REF!
87 | Providing and installing P.V.C. bends, of B.S.S.b) 4" i/d (100 mm) | 1 | 658 | 849.7 | 559102.6 |  |  |  | #REF! | #REF!
88 | Making top khurra on roof 2' x 2' x 6". | 1 | 154 | 1159.65 | 178586.1 |  |  |  | #REF! | #REF!
89 | Distempering:- 3 coat | 100 | 118808.2275 | 1548.2 | 1839388.9782 |  |  |  | #REF! | #REF!
90 | Preparing surface and painting of doors and windows any type (including edges):- | 100 | 12309 | 3052.4 | 375719.916 |  |  |  | #REF! | #REF!
91 | Fabrication of heavy steel work, with angle, tees, flat iron round iron and sheet iron for making trusses, girders, tanks, etc., including cutting, drilling, revitting, handling, assembling and fixing, but excluding erection in position. | 100 | 12393.4727 | 37098.85 | 4597835.8612 |  |  |  | #REF! | #REF!
92 | Supply and erection of PVC pipe for wiring recessed in walls, including inspection boxes, pull boxes, hooks, cutting jharries and repairing surface, etc. complete with all specials. |  | 0 | [5 empty] | #REF! | #REF!
| a) 20mm (3/4") i/d. | 1 | 12520 | 112.25 | 1405370 |  |  |  | #REF! | #REF!
| b) 25 mm (1") i/d | 1 | 6560 | 133.6 | 876416 |  |  |  | #REF! | #REF!
| c) 50 mm (2") i/d | 1 | 555 | 231.55 | 128510.25 |  |  |  | #REF! | #REF!
93 | Supply and erection of single core PVC insulated copper conductor cables, in prepaid P.V.C. pile/M.S. conduit/G.I. pipe/wooden strip batten/wooden casing and caping/G.I. wire/trenches (rate for cables only) (a) 250/440 volts, P.V.C. insulated. |  | 0 | [5 empty] | #REF! | #REF!
| a) 3/0.74mm (3/0.029"). | 1 | 36960 | 35.7 | 1319472 |  |  |  | #REF! | #REF!
| b) 7/0.74mm (7/0.029"). | 1 | 13020 | 56.3 | 733026 |  |  |  | #REF! | #REF!
94 | Supply and erection of copper conductor cable for service connection in prepaid pipe/G.I. wire/trenches, etc. (rate for cable only) (a) PVC insulated, PVC sheathed, twin core, 250/440 volts 7/0.44" (7/1.12mm). | 1 | 19680 | 237.65 | 4676952 |  |  |  | #REF! | #REF!
95 | Supply and connection of M.S. sheet box of 16 SWG, 10 cm (4") deep with 4.75 mm thick (3/16") bakelite sheet top, for recessed wiring, including making holes for regulators switches, plugs etc. |  | 0 | [5 empty] | #REF! | #REF!
| a) 10 x 10 cm (4" x 4"). | 1 | 219 | 382.3 | 83723.7 |  |  |  | #REF! | #REF!
| b) 17.5 x 10 cm (7" x 4"). | 1 | 432 | 522.75 | 225828 |  |  |  | #REF! | #REF!
| c) 22.5 x 10 cm (9" x 4"). | 1 | 128 | 668.8 | 85606.4 |  |  |  | #REF! | #REF!
96 | Supply and erection of switches 5 amp. Piano Type. | 1 | 4100 | 102.7 | 421070 |  |  |  | #REF! | #REF!
97 | Supply and erection of ceiling rose, bakelite. | 1 | 744 | 96.3 | 71647.2 |  |  |  | #REF! | #REF!
98 | Supply and erection of 3 pin switch and plug combined recessed type (ii) 10/15 amp. | 1 | 37 | 213.1 | 7884.7 |  |  |  | #REF! | #REF!
99 | P/F wall mounted DB (Distribution Board) made with 16SWG Sheet (Recessded/Surface mounted Type), Powder coated Paint, i/c the cost of Lock, Indication lights,Thimble, Copper Comb, Wiring, Netural & Earth Bar, Door Earthing, Digital Voltmeter,Digital Ammeter,Volt Selector Switch,Ammeter selector switch,Current Transformers and Controles Complete in all respect as approved and directed by the Engineer Incharge (Breakers will be Paid Separately)(a) 6" deep (i) 20~60A | 1 | 37 | 24422.65 | 903638.05 |  |  |  | #REF! | #REF!
100 | Suppling,Installation and comissioning of MCB (Miniature Circuit Breaker) of specified rating made of LEGRAND FRANCE/ GE U.S.A / SCHNEIDER GERMANY /SIEMEN GERMAN/TERASAKI JAPAN/ ABB SWITZERLAND in prelaid DBs and Panels i/c the cost of screwes,necessary wire complet Single Pole(iii) 6-63 Amp (10 KA) | 1 | 222 | 1453.75 | 322732.5 |  |  |  | #REF! | #REF!
101 | Supplying, Installation and commissioning of MCCB (Moulded Case Circuit Breaker)of specified rating made of LEGRAND FRANCE /GEU.S.A/ SCHNEIDER GERMANY/ TERASAKI JAPAN/ SIEMEN/ ABBSWITZERLAND or approved equivalent manufacturer (withfixedThermal-MagneticTrip)in prelaid DB sand Panels i/c the cost of screws, necessary wire complete in all respect as approved and directed by the EngineerIncharge. a) Triple Pole (ii) 15-100 Amp (10 KA,15KA) | 1 | 74 | 13796.3 | 1020926.2 |  |  |  | #REF! | #REF!
102 | Supplying, Installation and commissioning of MCCB (Moulded Case Circuit Breaker)of specified rating made of LEGRAND FRANCE /GEU.S.A/ SCHNEIDER GERMANY/ TERASAKI JAPAN/ SIEMEN/ ABBS WITZERLAND or approved equivalent manufacturer (withfixedThermal-MagneticTrip)in prelaid DB sand Panels i/c the cost of screws, necessary wire complete in all respect as approved and directed by the EngineerIncharge. a) Triple Pole With Adjustable Thermal-Magnetic Trip /Electronic Trip (60-100%) (i) 25-100 Amp | 1 | 37 | 19859.4 | 734797.8 |  |  |  | #REF! | #REF!
103 | Supply and erection of tube light, including rod, choke, starter with frame, flexible wire, including connection from ceiling rose, etc., complete ii)single rod (40 watts) with one choke and one starter. | 1 | 707 | 1995.3 | 1410677.1 |  |  |  | #REF! | #REF!
104 | Supply and erection of bakelite button holder shade, large size | 1 | 111 | 178.75 | 19841.25 |  |  |  | #REF! | #REF!
105 | Single layer of tiles 9"x4½"x1½" (225x113x40 mm) laid over 4"(100 mm) earth and 1" (25 mm) mud plaster without Bhoosa, grouted with cement sand 1:3 on top of RCC roof slab, provided with 34 lbs. per %Sft. or 1.72 Kg/Sq.m bitumen coating sand blinded. | 100 | 5447.5326 | 13179.6 | 717963.0065
106 | Providing and fixing windows consisting of M.S. box section frame 2"x1½", (50x40mm) leaves frame 1½"x1" (40x25mm) box section frame for glazing 3/8"x3/8" (10x10mm) using 16 SWG sheet 'U' shaped rubber supported with 1"x1/8" (25x3mm) M.S. flat for fixing 3/16" (5 mm) thick glass panes M.S. box section ½"x½" (13x13mm) of 16 SWG for fixing 24 SWG wire gauze on outer side by means of ¾"x1/8" (20x3mm) M.S. flat and screws including grill of M.S. flat ½"x1/8" (13x3mm) or ¼"x¼" (6x6mm) square bar with independent frame of ½"x½" (13x13mm) box section of 16 SWG i/c all C.P. fitting and painting 3 coats complete in all respect. | 1 | 1983.6 | 2180.7 | 4325636.52
107 | Making and fixing steel grated door with 1/16" thick 1.5mm) sheeting, including angle iron frame 2"x2"x3/8" (50x50x10 mm) and ¾" (20 mm) square bars 4" (100 mm) | 1 | 908 | 2767 | 2512436
108 | Distempering:- 2 coats | 100 | 19399.647 | 1212.35 | 235191.6204
109 | Providing and fixing 1¼x1¼"x3/16" (31x31x5 mm) angle" iron step, in manhole chambers, including carriage and setting the same in work to correct lines and levels. | 1 | 369 | 680.75 | 251196.75
110 | Providing/fixing stair railing consisting of M.S. Box section size 1-1/2"x3" of 16 SWG welded with M.S. flat 1"x1/8" continuously and welded over M.S. square bars 5/8"x5/8"punched in M.S. flat 2 ¾' high @ 5½" c/c fixed in steps of stair I/C painting 3 coats complete. | 1 | 111.86 | 1125.2 | 125864.872
111 | Providing and fixing trash rack as per drawing | 1 | 2800 | 603 | 1688400
112 | Providing and layingTuff Pavers, having 7000PSI ,crushing strength of approved manufa cturer, over2"to3" sand cushion i/c grouting withsand in joints i/c finishing to require slope . complete in all respect. (50% Grey / 50% Coloured) 60-mm thick | 1 | 9477.0586 | 205.4 | 1946587.8364
113 | Providing & laying graded bajri ½" to 2" gauge on level (including carriage). | 100 | 2287.97 | 18017.6 | 412237.2827
114 | 1½"(40 mm) thick mosaic flooring, consisting of ½ " mosaic topping of one part of cement and marble powder in the ratio of 3:1 and two parts of marble chips, laid over 1"(25 mm) thick floor of 1:2:4 cement concrete, including rubbing and polishing complete with finishing :-using grey cement | 100 | 5447.5326 | 29658.5 | 1615656.4562
115 | Mosaic dado or skirting with one part of cement and marble powder in the ratio of 3:1 and two parts of marble chips, laid over ½"(13 mm) thick cement plaster 1:3, including rubbing and polishing, complete with finishing:(a) using grey cement: i) 1/2"(13 mm) thick | 100 | 385.13 | 19146.85 | 73740.2634
116 | Providing and fixing marble strip of any shade for dividing the mosaic flooring into panels(a) Size 1½" x 3/8" (40 x 10 mm) | 1 | 2922.31 | 39.6 | 115723.476
117 | Supply and erection of backlite button holder shade, large size. | 1 | 596 | 178.75 | 106535
118 | Suppling,Installation and comissioning of MCB (Miniature Circuit Breaker) of specified rating made of LEGRAND FRANCE/ GE U.S.A / SCHNEIDER GERMANY /SIEMEN GERMAN/TERASAKI JAPAN/ ABB SWITZERLAND in prelaid DBs and Panels i/c the cost of screwes,necessary wire completb) Double Pole(iii) 6-63 Amp (10 KA) | 1 | 5 | 5616.25 | 28081.25
119 | Suppling,Installation and comissioning of MCB (Miniature Circuit Breaker) of specified rating made of LEGRAND FRANCE/ GE U.S.A / SCHNEIDER GERMANY /SIEMEN GERMAN/TERASAKI JAPAN/ ABB SWITZERLAND in prelaid DBs and Panels i/c the cost of screwes,necessary wire complet Single Pole(iii) 6-63 Amp (10 KA) | 1 | 29 | 1453.75 | 42158.75
120 | Providing and fixing Pakistan Energy Label NEECA approved Copper winded wall bracket Fan i/c the cost of necessary cable and hardware for connection as approved and directed by Engineer Incharge.ii) 24" Sweep dia | 1 | 34 | 11398.45 | 387547.3
121 | Barrow pit excavation undressed lead up to 100 ft in ordinary soil. | 1000 | 58871.79 | 10533.6 | 620131.8871
122 | Compaction of earth work with power Road Roller, i.c ploughing mixing, moistening earth to optimum moisture content in layer etc; complete 90 % maximum modified AASHO dry denisty | 1000 | 58871.79 | 1437.5 | 84628.1981
123 | Earthwork excavation in irrigation channels, drains, etc. to designed section, grades and profiles, excavated material disposed off undressed within 50 ft. (15 m) lead:- ordinary Soil | 1000 | 14550.01 | 5033.7 | 73240.3853
| Cement plaster 1.5" (40 mm) thick ratio 1:6:- |  | 0
| a) In bed | 100 | 2500 | 6512.05 | 162801.25
| b) On slope | 100 | 3876 | 7363.45 | 285407.322
124 | Cement concrete lining, using washed screened and graded stone aggregate:- |  | 0
| a) In bed, ratio 1:2:4 | 100 | 856.25 | 49016.9 | 419707.2062
| b) On slope, ratio 1:2:4 | 100 | 1327.53 | 51301.8 | 681046.7855
125 | Providing and placing cement, sand and bituminous joint sealant in ratio 1:2:3, 1/2" wide, 1" deep. | 1 | 637.6 | 17.3 | 11030.48
126 | Bitumen coating to plastered or cement concrete surface:- 10 lbs. per 100 Sft. | 100 | 318.8 | 1539.8 | 4908.8824
127 | Excavation in foundation of building, bridges, and other structures, including dag belling, dressing refilling around structure with excavated earth, watering and ramming lead upto one chain (30m)and lift upto 5' (1.5 m) (b) in ordinary soil.By Manual | 1000 | 46483.3931 | 15824.15 | 735560.1849 |  |  |  | 1507963.2007 | 31715324 | 30207360.7993
128 | Providing and laying reinforced cement concrete (including prestressed concrete), using Sulphate resisting cement; coarse sand and screened graded and washed aggregate, in required shape and design, including forms, moulds, shuttering, lifting, compacting, curing, rendering and finishing exposed surface, complete 2) Plastering done under soffit of R.C.C. (but excluding the cost of steel reinforcement, its fabrication and placing in position etc.) |  | 0
129 | Providing and laying dry, hand packed stone apron as per drawing | 100 | 11277.6028 | 6849 | 772403.0158
130 | Excavation in foundation of building, bridges, and other structures, including dag belling, dressing refilling around structure with excavated earth, watering and ramming lead upto one chain (30m)and lift upto 5' (1.5 m) (b) in ordinary soil. By Manual | 1000 | 72531.6637 | 15824.15 | 1147751.9269 |  |  |  | 80212234.6796
131 | Spraying antitermite liquid mixed with water ratio 1:40 | 1 | 88776.1875 | 12.55 | 1114141.1531
132 | Pacca brick work in ground floor. Cement sand mortar Ratio 1:4 | 100 | 47794.11 | 35830.6 | 17124916.3777
133 | Providing and laying reinforced cement concrete (including prestressed concrete), using Sulphate resisting cement; coarse sand and screened graded and washed aggregate, in required shape and design, including forms, moulds, shuttering, lifting, compacting, curing, rendering and finishing exposed surface, complete 2) Plastering done under soffit of R.C.C. (but excluding the cost of steel reinforcement, its fabrication and placing in position etc.) - a) Reinforced cement concrete in roof slab, beams, columns lintels, girders and other structural members laid in situ or precast laid in position, or prestressed members cast in situ, complete in all respects. Type C (nominal mix 1:2:4) | 1 | 21724.43 | 741.85 | 16116268.3955
134 | Providing and fixing windows consisting of M.S box section frame 2" x 1½" ( 50 x 40mm) Leaves frame 1½" x 1" (40 x 25 mm) box section frame for glazing 3/8" x 3/8" (10 x 10 mm) using 16 SWG sheet 'U' shaped rubber supported with 1" x 1/8" (25 x 3 mm) M.S. flat for fixing 3/16" (5 mm) thick glass panes M.S. box section 1/2" x 1/2" (13 x 13 mm) of 16 SWG for fixing 24 SWG wire gauge on outer side by means of 3/4" x 1/8" (20 x 3 mm) M.S. flat and screws including grill of M.S. flat 1/2" x 1/8" (13 x 3 mm) or 1/4" x 1/4" (6 x 6 mm) square bar with independent frame of 1/2" x 1/2" (13 x 13 mm) box section of 16 SWG i/c all C.P fitting and painting 3 coats complete in all respect. | 1 | 3276 | 2180.7 | 7143973.2
135 | Providing and fixing 1½" (40 mm) thick solid flush door shutter sterling or equivalent with commercial ply (5mm thick) on both sides double pressed and deodar wood lapping 1½" x 3/8" (40 mm x 10 mm) around shutter including chromium plated fitting, iron hinges with aluminum kick plate 22 SWG on both sides and finger plate complete in all respect. | 1 | 3822 | 638.85 | 2441684.7
136 | Providing and laying single layer of tile 9" x 4½" x 1½" laid over 4" earth and 1" thick mud plaster without bhoosa, grouted with cement mud (1:3) on top of R.C.C. roof, slab, provided with 34 lbs. per % Sft. Or 1.72 Kg./Sq.m. bitumen coating sand blinded. | 100 | 33854.8438 | 13179.6 | 4461932.9869
137 | 1½"(40 mm) thick mosaic flooring, consisting of ½ " mosaic topping of one part of cement and marble powder in the ratio of 3:1 and two parts of marble chips, laid over 1"(25 mm) thick floor of 1:2:4 cement concrete, including rubbing and polishing complete with finishing :-using grey cement | 100 | 22325.3713 | 29658.5 | 6621370.2322
138 | Mosaic dado or skirting with one part of cement and marble powder in the ratio of 3:1 and two parts of marble chips, laid over ½"(13 mm) thick cement plaster 1:3, including rubbing and polishing, complete with finishing:(a) using grey cement: i) 1/2"(13 mm) thick | 100 | 14054.04 | 19146.85 | 2690905.9577
139 | Providing and fixing marble strip of any shade for dividing the mosaic flooring into panels (a) Size 1½" x 3/8" (40 x 10 mm) | 1 | 22750 | 39.6 | 900900
140 | Cement concrete plain including, placing, compacting, finishing and curing complete (including screening and washing of stones aggregate) |  | 0
141 | Cement plaster 3/8" (10 mm thick under soffit of R.C.C. roof slabs only, upto 20' height (Ratio 1:3). | 100 | 21116.55 | 5264.65 | 1111712.4496
142 | Providing and fixing sliding; bolt to doors iron sliding bolt, 10" (250 mm) long. | 1 | 182 | 656.85 | 119546.7
143 | Providing and fitting glazed earthen ware water closet, squatter type (Orisa pattern) combined with foot rest white. | 1 | 91 | 4105.05 | 373559.55
144 | Providing and fitting "P" trap 10 cm (4") glazed. | 1 | 273 | 463.15 | 126439.95
145 | Providing and Fixing chromium plated bib cock (ii)1.5 cm (1/2"). | 1 | 364 | 1639.2 | 596668.8
146 | Providing & fitting plastic made low down flushing cistern 13.63 litre (3 gallons) capacity, including bracket set, copper connection, etc. complete (i) white. | 1 | 91 | 8069.2 | 734297.2
147 | Providing and installing P.V.C. tees, of B.S.S.Class `B' working pressure:-b) 4" i/d (100 mm) | 1 | 364 | 2374.25 | 864227
148 | Providing,laying,testing and commissioning of POLYPROPYLENE RANDOM COPOLYMER (PPRC water supply pipe ( Dadex/ Popular/ Beta or approved equivalent manufacturer, withs pecified pressure rating PN (PRESSURE NOMINAL) and conforming to DIN8077-8078 codei/ccost of solvent,specials,making jharries complete in all respect as approved and directed by Engineer Incharge.(Internal/ExternalDiametersmentioned). a) PN-16 pipe |  | 0
i | a) 20mm | 1 | 9100 | 62.95 | 572845
ii | b) 25mm | 1 | 4550 | 87.1 | 396305
149 | Providing and fixing looking glass (mirror) 22" x 16" (55 x 40) cm, and 5 mm thick glass first quality. | 1 | 91 | 1457.7 | 132650.7
150 | Providing and fixing stainless steel sink with drain board, size 120 x 60 cm (48 x 24") including bracket set, waste pipe and waste coupling. | 1 | 91 | 15209.1 | 1384028.1
151 | Providing and fitting. |  | 0
| a) Plastic soap dish. | 1 | 91 | 1380 | 125580
| b) Plastic towel rail. | 1 | 91 | 1610 | 146510
| c) plastic shelf 60x13cm (24" x 5") with bracket and railing. | 1 | 91 | 1035 | 94185
152 | Providing and fixing chromium plated tee stop cock 15 mm (1/2"). | 1 | 91 | 1999.2 | 181927.2
153 | Supply and erection of wall socket with 3 pin 5 amp shoe. | 1 | 256 | 204.7 | 52403.2 |  |  |  | #REF! | #REF!
154 | Supply and erection of 3 pin switch and plug combined recessed type (ii) 10/15 amp. | 1 | 182 | 213.1 | 38784.2
155 | P/F wall mounted DB (Distribution Board) made with 16SWG Sheet (Recessded/Surface mounted Type), Powder coated Paint, i/c the cost of Lock, Indication lights,Thimble, Copper Comb, Wiring, Netural & Earth Bar, Door Earthing, Digital Voltmeter,Digital Ammeter,Volt Selector Switch,Ammeter selector switch,Current Transformers and Controles Complete in all respect as approved and directed by the Engineer Incharge (Breakers will be Paid Separately)(a) 6" deep (i) 20~60A | 1 | 91 | 24422.65 | 2222461.15
156 | Suppling,Installation and comissioning of MCB (Miniature Circuit Breaker) of specified rating made of LEGRAND FRANCE/ GE U.S.A / SCHNEIDER GERMANY /SIEMEN GERMAN/TERASAKI JAPAN/ ABB SWITZERLAND in prelaid DBs and Panels i/c the cost of screwes,necessary wire completb) Double Pole(iii) 6-63 Amp (10 KA) | 1 | 91 | 5616.25 | 511078.75
157 | Suppling,Installation and comissioning of MCB (Miniature Circuit Breaker) of specified rating made of LEGRAND FRANCE/ GE U.S.A / SCHNEIDER GERMANY /SIEMEN GERMAN/TERASAKI JAPAN/ ABB SWITZERLAND in prelaid DBs and Panels i/c the cost of screwes,necessary wire complet Single Pole(iii) 6-63 Amp (10 KA) | 1 | 364 | 1453.75 | 529165
158 | Supply and erection of 3/8" (10mm) dia M.S. bar fan hook, placed at the time of casting of slab. | 1 | 91 | 83.75 | 7621.25
159 | Providing and fixing Pakistan Energy Label NEECA approved Copper winded Ceiling Fan i/c the cost of necessary cable and hardware for connection as approved and directed by Engineer Incharge. 56" Sweep | 1 | 91 | 10815.4 | 984201.4
160 | Erecting of ceiling fan along with regulator (all sizes) including carriage local railway station/ store to site of work, electric wire/cable for suspension rod and board connection and cutting, threading on the rod where necessary. | 1 | 91 | 663.65 | 60392.15
161 | Provided and installed 1 HP electric water pump with 70 ft bore, and successfully installed a 200-gallon water tank including all accessories and plumbing connections. | 1 | 91 | 99800 | 9081800
162 | HT Spun Pole 45' | 1 | 25 | 71344 | 1783600
163 | HT S/STRUCTURE Pole 36' | 1 | 700 | 71680 | 50176000
164 | Earthing | 1 | 840 | 5488 | 4609920
165 | Steel -X-ARMS | 1 | 1760 | 8333 | 14666080
166 | 11-KV Disc: Insulator | 1 | 1530 | 4250 | 6502500
167 | Eye Nut/Anchore Shakle/D.End Clump | 1 | 1200 | 609 | 730800
168 | 11KV Pin Insulator with Pins | 1 | 2415 | 1797 | 4339755
169 | D-Shakel + Spool Insulator | 1 | 1000 | 599 | 599000 |  |  |  |  | 830550 | 833940
170 | DA Bolts | 1 | 700 | 358 | 250600
171 | Nuts & Bolts 14" | 1 | 500 | 208 | 104000
172 | Nuts & Bolts 12" | 1 | 500 | 184 | 92000
173 | Nuts & Bolts 02" | 1 | 200 | 49 | 9800
174 | Stay Rod + stay strips Complete | 1 | 150 | 3935 | 590250
175 | Stay Wire | 1 | 1870 | 399 | 746130
176 | ACSR Rabbit Conductor | 1 | 61590 | 245 | 15089550 |  |  |  | 100289985
177 | Transformer 400-KVA | 1 | 2 | 2189000 | 4378000 |  |  |  | 43272829
178 | Transformer 100-KVA | 1 | 5 | 506760 | 2533800
179 | Transformer 50-KVA | 1 | 5 | 400567 | 2002835
180 | Transformer 25-KVA | 1 | 46 | 286340 | 13171640
181 | Plate form D/Edge | 1 | 60 | 24290 | 1457400
182 | Nuts & Bolts | 1 | 1283 | 198 | 254034
183 | D-Fues Fitting Set | 1 | 183 | 18250 | 3339750 |  |  |  | 782.8283 | 1283
184 | Steel Crass arm for D fuse Mounting | 1 | 50 | 4770 | 238500
185 | LT Capacitor | 1 | 50 | 10900 | 545000
186 | LT Spun / PCC Pole 31' | 1 | 527 | 23650 | 12463550
187 | street light pole bracket 30 mm (1¼") G.I. pipe 2 metre long, complete with 2 No. pole clamp. (Ch-24) [Pump station + Tubewell Rooms) | 1 | 200 | 3378.5 | 675700
188 | Supply and erection of pole mounted street light, holders, shade and glass, etc., for fitting 125/250 watts mercury vapour lamp (excluding cost of lamps): ii) Philips design (Ch 24) [Pump station + Tubewell Rooms) | 1 | 200 | 6949.8 | 1389960
189 | Supply and fitting of mercury vapour lamp, complete with choke set ii) 250 watt lamp (Ch 24) [Pump station + Tubewell Rooms) | 1 | 200 | 4113.3 | 822660
190 | PVC 4/C Cable 19.083 (70mm Armoured | 1 | 6300 | 975 | 6142500
191 | AMR METER HT/LT Type (bi-directional) | 1 | 50 | 48900 | 2445000
192 | ATB A-Type 100/5 | 1 | 17 | 31300 | 532100
193 | CTs 100/5 Amp | 1 | 108 | 10530 | 1137240
194 | (A)Installation Charges of 11 KV Line material Complete in all respect | 1 | 0 | 16263340 | 16263340
195 | (B)Installation Charges of Sub Station material Complete in all respect | 1 | 0 | 5598490 | 5598490
196 | (c.)Installation Charges of service and Metering material complete in all respect | 1 | 0 | 1034832 | 1034832
197 | Earthing Pit & Material Complete in all respect | 1 | 0 | 8064000 | 8064000
198 | Foundation Charges complete in all respect | 1 | 0 | 42000000 | 42000000
199 | 630 KVA TRANSFORMER | 1 | 2 | 2375000 | 4750000 |  |  |  | 7856248 | 14594316
200 | 200 KVA TRANSFORMER | 1 | 2 | 904422 | 1808844 |  |  |  |  | 6738068
201 | D/STRUCTURE PLATEFORM | 1 | 7 | 24290 | 170030
202 | S/STRUCTURE PLATEFORM | 1 | 6 | 15786 | 94716
203 | HT PCC POLE | 1 | 12 | 33000 | 396000
204 | AMR METER | 1 | 9 | 35200 | 316800
205 | Stay Rods | 1 | 14 | 3591 | 50274
206 | Earth Rods | 1 | 58 | 1498 | 86884
207 | PVC 4/C 19/.052 | 1 | 420 | 435 | 182700
208 | Providing and fixing barbed wire fencing, with 4 horizontal and two cross wires, with R.C.C. 1:2:4 posts, 5.5'x6"x9" (1.68mx150mmx225 mm) at 8 ft. (2.45 m) center to center, reinforced with 4 No. 3/8" (10 mm) dia vertical bars and 1/8" (3 mm) dia stirrups 12" (300 mm) center to center, complete in all respects. in cement concrete 1:4:8 base of size 12"x12"x21" | 100 | 49390 | 69347.9 | 34250927.81 |  |  |  |  | #REF!
209 | Excavation in foundation of building, bridges, and other structures, including dag belling, dressing refilling around structure with excavated earth, watering and ramming lead upto one chain (30m)and lift upto 5' (1.5 m) (b) in ordinary soil. | 1000 | 2062.982 | 15824.15 | 32644.9366 |  |  |  |  | #REF!
210 | Providing and fixing collapsible gate made of 2"x2"x"¼" (50x50x6 mm) tee iron at top and bottom, channel iron verticals ¾"x¼"x¼"x1/8" (20x6x6x3 mm) at 3" (75 mm) to 5" (125 mm) centre to centre (approximate) and flat iron crosses 3"x3/16" (75x5 mm), and best quality rollers at bottom of 3" (75 mm) diameter including holdfasts, handles 12" (300 mm) long of ¾"x¼"x¼"x1/8" (20x6x6x3 mm) channel iron, locking arrangement inside and outside, painting 3 coats of black Japan enameled, complete in working order. | 1 | 6650 | 1985.95 | 13206567.5
211 | Supply and erection PVC pipe for recessed wiring (main and sub-main) purpose, including bends, specials, etc. in floor, wall or trenches:- 50mm i/d | 1 | 14250 | 234.95 | 3348037.5
212 | Supply and erection of single core PVC insulated copper conductor cables, in prelaid PVC pipe/M.S. conduit/G.I pipe/wooden strip batten/wooden casing an capping/G.I. wire/trenches (rate for cables only):7/0.74 mm (7/0.029") | 1 | 28500 | 56.3 | 1604550 |  |  |  | 52442727.7466
213 | Providing installation, testing, and commissioning of a vertical deep well turbine tubewell pump with discharge 2 cusec against 70 ft head, including bowl assembly, vertical column pipe with shaft, motor, pre-lubrication tank, foundation fixing and alignment, MCCB/control panel with all electrical connections, cables and accessories from transformer to tubewell including earthing and protection devices, complete suction and delivery piping up to 25 ft outlet basin of approved material (MS/CI) with bends, flanges, valves, gaskets, supports and accessories, carrying out all works for energizing, testing, and full-load commissioning; pump casing in Gray Cast Iron EN-GJL-250, impeller in Stainless Steel grade 1.4408, column pipe coated internally and externally with epoxy paint, materials verified per EN 10204-3.1, minimum 80% efficiency per ISO 9906-1B; motor of reputed manufacturer, vertical solid shaft, IE3 efficiency class, 15 kW (20 HP, 1450 rpm), 4-pole, 3-phase, 50 Hz, 380/400 V, manufacturer to have in-house hydraulic and metallurgical testing facility, complete in all respects suitable for tubewell application. [including transportation and all overhead charges] | 1 | 37 | 4350150 | 160955550
214 | Providing installation, testing and commissioning of horizontal centrifugal pump having discharge capacity of 10 cusec against 30 ft - 35 ft head including pump, motor, bowl assembly, column set, pre-lubrication tank, foundation fixing and alignment, MCCB/control panel with all electrical cables and connections from transformer to pump including earthing and protection devices, complete suction piping inside the chamber (SS/MS/CI) and delivery piping up to the outlet basin (40–50 ft) of approved material (Fibre reinforced cement/upvc of suitable internal diameter size as approved by E-in-C) with all bends, flanges, gaskets, supports and accessories, and carrying out all works necessary for energizing, testing and full-load commissioning of the complete pump set in all respects.. Pump shall have min. 81% efficiency which should be verified according to ISO 9906-1B standard. Material of pump casing shall be Gray cast iron EN-GJL-250 having impeller in Stainless Steel grade 1.4408. Pump shall be coated internally with epoxy paint. Material of pump shall be verified according to material test certificate EN 10204-3.1. Motor shall be of reputed manufacturer having min. IE3 efficiency class. Rating of motor to be 37 KW (50HP, 950 rpm)/6 pole, 3 phase, 50 Hz, 380/400 Volts. Manufacturer shall have its own testing facility to verify pumps hydraulic performance testing. Manufacturer shall have its own material testing lab to verify metallurgical testing. [including transportation and all overhead charges] | 1 | 8 | 3886124 | 31088992
215 | Providing installation, testing and commissioning of horizontal centrifugal pump having discharge capacity of 10 cusec against 40 ft - 45 ft head including pump, motor, bowl assembly, column set, pre-lubrication tank, foundation fixing and alignment, MCCB/control panel with all electrical cables, accessories and connections from transformer to pump including earthing and protection devices, complete suction piping inside the chamber (SS/MS/CI) and delivery piping up to the outlet basin (40–50 ft) of approved material (Fibre reinforced cement/upvc of suitable internal diameter size as approved by E-in-C) with all bends, flanges, valves, gaskets, supports and accessories, and carrying out all works necessary for energizing, testing and full-load commissioning of the complete pump set in all respects.. Pump shall have min. 82% efficiency which should be verified according to ISO 9906-1B standard. Material of pump casing shall be Gray cast iron EN-GJL-250 having impeller in Stainless Steel grade 1.4408. Pump shall be coated internally with epoxy paint. Material of pump shall be verified according to material test certificate EN 10204-3.1. Motor shall be of reputed manufacturer having min. IE3 efficiency class. Rating of motor to be 45 KW (60HP, 950 rpm)/6 pole, 3 phase, 50 Hz, 380/400 Volts. Manufacturer shall have its own testing facility to verify pumps hydraulic performance testing. Manufacturer shall have its own material testing lab to verify metallurgical testing. [including transportation and all overhead charges] | 1 | 6 | 4140119 | 24840714
216 | Providing installation, testing and commissioning of horizontal centrifugal pump having discharge capacity of 20 cusec against 30 ft - 35 ft head including pump, motor, bowl assembly, column set, pre-lubrication tank, foundation fixing and alignment, MCCB/control panel with all electrical cables, accessories and connections from transformer to pump including earthing and protection devices, complete suction piping inside the chamber (SS/MS/CI) and delivery piping up to the outlet basin (40 -- 50 ft) of approved material (Fibre reinforced cement/upvc of suitable internal diameter size as approved by E-in-C) with all bends, flanges, valves, gaskets, supports and accessories, and carrying out all works necessary for energizing, testing and full-load commissioning of the complete pump set in all respects.. Pump shall have min. 83% efficiency which should be verified according to ISO 9906-1B standard. Material of pump casing shall be Gray cast iron EN-GJL-250 having impeller in Stainless Steel grade 1.4408. Pump shall be coated internally with epoxy paint. Material of pump shall be verified according to material test certificate EN 10204-3.1. Motor shall be of reputed manufacturer having min. IE3 efficiency class. Rating of motor to be 75 KW (100HP, 950 rpm)/8 pole, 3 phase, 50 Hz, 380/400 Volts. Manufacturer shall have its own testing facility to verify pumps hydraulic performance testing. Manufacturer shall have its own material testing lab to verify metallurgical testing. [including transportation and all overhead charges] | 1 | 1 | 8178639 | 8178639
217 | Providing installation, testing and commissioning of vertical tubular casing pump with ever cleaning blades having discharge capacity of 40 cusec against 16-25 ft head including pump, motor, bowl assembly, column set, pre-lubrication tank, foundation fixing and alignment, MCCB/control panel with all electrical cables, accessories and connections from transformer to pump including earthing and protection devices, complete suction piping inside the chamber (SS/MS/CI) and delivery piping up to the outlet basin (40–50 ft) of approved material (Fibre reinforced cement/upvc of suitable internal diameter size as approved by E-in-C) with all bends, flanges, valves, gaskets, supports and accessories, and carrying out all works necessary for energizing, testing and full-load commissioning of the complete pump set in all respects. . Pump shall have min. 84% efficiency which should be verified according to ISO 9906-1B standard. Material of pump casing shall be Gray cast iron JL-1040 having propeller (ever cleaning blades) in Stainless Steel grade 1.4408. Pump and column pipe shall be coated internally and externally with epoxy paint. Material of pump shall be verified according to material test certificate EN 10204-3.1. Motor shall be of reputed manufacturer having min. IE3 efficiency class. Vertical solid shaft. Rating of motor to be 110 KW (150HP, 450 rpm)/8 pole, 3 phase, 50 Hz, 380/400 Volts. . Manufacturer shall have its own testing facility to verify pumps hydraulic performance testing. Manufacturer shall have its own material testing lab to verify metallurgical testing. [including transportation and all overhead charges] | 1 | 8 | 13004544 | 104036352
218 | Providing, installation, testing and comissioning of 5 Ton and more capacity Gantry Craine, with girder bridge type arrangement, fitted with electric motor for its operation and mobility, electric wiring and fixing in position, complete in all rspect. | 1 | 4 | 1472223 | 5888892
219 | Providing, installation, testing and comissioning of 10 Ton and more capacity Gantry Craine, with girder bridge type arrangement, fitted with electric motor for its operation and mobility, electric wiring and fixing in position, complete in all rspect. | 1 | 1 | 1315342 | 1315342
220 | Direct Rotary / Reverse Rotary drilling of bore for tubewell in all type of soil except shingle gravel and rock. i). 15 " To 18" ( 500 to 650 mm) | 1 | 8140 | 864.05 | 7033367
221 | Collection of lithological samples with sieve analysis at every 5 ft. interval or change of lithology whichever is earlier. | 1 | 1628 | 80 | 130240
222 | Furnishing sample of water from bore hole. | Per Set of 2 bottles | 37 | 232.8 | 8613.6
223 | Providing, installations testing and commissioning of 16” dia fiberglass blind pump housing casing with 6mm wall thickness having quick lock mechanical key joints complete in all respect as per specification and approved by the Engineer. | 1 | 2590 | 5371 | 13910890
224 | Providing and installation of Fibre Glass reducer 16”x10” with wall thickness 5.5 mm. complete in all respect as per specification and approved by the Engineer. | 1 | 74 | 35582 | 2633068
225 | Providing and installing Fiberglass Reinforced Polypropelene (FRP) strainer of specifid wall thickness having slot size of 0.9 mm to 1.10 mm in Tubewell borehole i/c the cost of male/female coupling with Nylone Strip,studs complete in all respect as approved and directed by the Engineer Incharge vi) 10" inch dia (6.35 mm thickness | 1 | 4440 | 3866.45 | 17167038
226 | Proving and installation of fiberglass Blank blind casing pipe dia 10” with 5.5” wall thickness. complete in all respect as per specification and approved by the Engineer. | 1 | 740 | 3583 | 2651420
227 | Providing and installing Fiber glass Reinforced Polypropelene (FRP) bail plug of specified wall thickness having slot size of 0.9 mm to 1.10 mm in Tubewell bore hole i/c the cost of male / female coupling with Nylone Strip, studs complete in all respect as approved and directed by the Engineer Incharge.vi) 10"dia (6.35mm thickness) | 1 | 370 | 3735.5 | 1382135
228 | Providing and installation of centralizer complete in all respect as per specification and approved by the Engineer. | 1 | 148 | 1148 | 169904
229 | Shrouding with graded pea gravel 3/8" to 1/8" arround tubewell casing in the bore hole. | 1 | 6520.88 | 186.65 | 1217122.252
230 | Testing and Development of tubewell of size 6"(150 mm ) and above continusly. ii) Above 1.5 cs Discharge | 1 | 2664 | 3253.1 | 8666258.4
231 | Supply and erection of copper conducter cables for service connection (rate for cable only), PVC insulated, PVC sheathed 4 core , 600/1100 volt non armoured cable. (7/0.064") | 1 | 1850 | 924.05 | 1709492.5
232 | Excavation of trenches in all kinds of soil except cutting rock, for watersupply pipelines upto 5 ft. (1.5 m) depth from ground level, including trimming, dressing sides leveling the beds of trenches to correct grade and cutting pits for joints, etc. complete in all respects. | 1000 | 118400 | 11293.9 | 1337197.76
233 | Providing,laying,testing and commissioning μPVC (Unplasticized Poly vinyl Chloride Pressure pipe of nominal diameter, conforming to PS-3051/BS-3505, Dadex/ Popular/ Beta or approved equivalent manufacturer,i/c the cost of solvent and specials complete as approved and directed by the Engineer Incharge. a)Class-D 12 inch | 1 | 14800 | 3565 | 52762000
234 | Providing,laying,testing and commissioning μPVC (Unplasticized Poly vinyl Chloride Pressure pipe of nominal diameter, conforming to PS-3051/BS-3505, Dadex/ Popular/ Beta or approved equivalent manufacturer,i/c the cost of solvent and specials complete as approved and directed by the Engineer Incharge. a)Class-D 3 inch | 1 | 555 | 500.3 | 277666.5 |  |  |  | 111056413.012
235 | Providing installation, testing, and commissioning of a 22.5 kW Solar PV system capable of running a horizontal centrifugal pump with discharge 2 cusec against 70 ft head, pump minimum 81% efficiency, including Tier-1 Bloomberg-certified mono / bi-facial N-type solar panels (JINKO / LONGI / JA / Canadian / AKCome / TW / Trina, 700+ W/panel, 23.5% efficiency), solar pump inverter INVT suitably rated for system capacity, mounted on 12 ft high L2/L3/L4 galvanized steel structure (14 gauge) with complete mechanical and civil works, DC and AC cabling with XLPE/PVC insulated tin-coated copper wires, combiner boxes, AC & DC breakers, SPDs (A+ grade), all distribution/protection boxes (12"×18"×18" SWG or equivalent), PVC pipes, flexible pipes (1–1.5"), thimbles (O-type, U-type with shrouds), Rawl bolts, nuts and bolts, complete earthing system, lightning arrestor, all civil works, foundations, and supports, all electrical connections for net metering with meter, transportation of all materials from warehouse to site, testing, commissioning, and manufacturer-provided maintenance/after-sales service for up to 2 years, complete in all respects as directed by the Engineer-in-Charge. | 1 | 87 | 1950150 | 169663050
236 | GNSS (Topographical) Surveying instrument with Base, Rover, Controller complete in all respect | 1 | 1 | 1829000 | 1829000
237 | Providing and supplying a complete aerial topographic survey package consisting of a professional RTK-enabled survey drone, high-resolution photogrammetry camera, licensed processing software, additional 8 batteries with charging hub, Ground Control Point (GCP) sets/markers, High graded RTK base station kit with tripod and pole, and 5 TB rugged NVMe SSD storage, complete in all respects (Equivalent: DJI Matrice 350 RTK Drone, Zenmuse P1c etc) | 1 | 1 | 4250000 | 4250000
238 | Providing and supplying a Total Station with angle accuracy ≤5″, EDM reflectorless range ≥500 m, prism range ≥1500 m, distance accuracy ±(2 mm + 2 ppm), 30× telescope, dual-axis compensator, rechargeable batteries with charger, prism set with pole, tripod, data storage/USB/Bluetooth interface, carrying case, calibration certificate, and all accessories complete. | 1 | 1 | 1475000 | 1475000
239 | Providing and supplying an automatic self-leveling Auto-Level with minimum 32× magnification, ±2 mm/km accuracy, dual-axis compensator, tripod, 2.5 m leveling staff, carrying case, calibration certificate, and all accessories complete. | 1 | 4 | 129800 | 519200
240 | Providing and supplying a high-performance workstation laptop with Intel Core i9-14900HX / AMD Ryzen 9 7940HX or higher, 64GB DDR5 RAM, 2TB NVMe Gen-5 M.2 SSD, dedicated NVIDIA RTX 4080 (12GB) or higher GPU, Windows 11 Pro, full-size keyboard with numeric pad, complete with premium laptop bag, wireless headphones (Sennheiser/Beats/Sony/Anker or equivalent), USB 3.2 Gen-2 (10Gbps) flash drive, and Logitech MX Master 3S wireless mouse or equivalent, complete in all respects. | 1 | 2 | 850000 | 1700000
241 | Providing installation, testing, and commissioning of a 64 kW Solar PV system capable of operating a horizontal centrifugal pump with discharge 10 cusec against 40 - 45 ft head, pump minimum 82% efficiency verified as per ISO 9906-1B standard, including Tier-1 Bloomberg-certified mono/ bi-facial N-type solar panels (JINKO / LONGI / JA / Canadian / AKCome / TW / Trina, 700+ W/panel, 23.5% efficiency), solar pump inverter INVT suitably rated for system capacity, mounted on 12 ft high L2/L3/L4 galvanized steel structure (14 gauge) with complete mechanical and civil works, DC and AC cabling using XLPE/PVC insulated tin-coated copper wires, combiner boxes, AC & DC breakers, SPDs (A+ grade), all distribution/protection boxes (12"×18"×18" SWG or equivalent), PVC pipes, flexible pipes (1–1.5"), thimbles (O-type, U-type with shrouds), Rawl bolts, nuts and bolts, complete earthing system, lightning arrestor, all civil works, foundations, and supports, electrical connections for net metering with meter, transportation of all materials from warehouse to site, testing, commissioning, and manufacturer-provided maintenance/after-sales service for 2 years, complete in all respects as directed by the Engineer-in-Charge. | 1 | 6 | 5061387.5 | 30368325
242 | Providing installation, testing, and commissioning of a 53.5 kW Solar PV system capable of running a horizontal centrifugal pump with discharge 10 cusec against 30–35 ft head, pump minimum 81% efficiency, including Tier-1 Bloomberg-certified mono / bi-facial N-type solar panels (JINKO / LONGI / JA / Canadian / AKCome / TW / Trina, 700+ W/panel, 23.5% efficiency), solar pump inverter INVT suitably rated for system capacity, mounted on 12 ft high L2/L3/L4 galvanized steel structure (14 gauge) with complete mechanical and civil works, DC and AC cabling with XLPE/PVC insulated tin-coated copper wires (DC 1-core 6 mm, AC 4-core 6 mm, 25 mm PVC/XLPE), combiner boxes, AC & DC breakers, SPDs (A+ grade), all distribution/protection boxes (12"×18"×18" SWG or equivalent), PVC pipes, flexible pipes (1–1.5"), thimbles (O-type, U-type with shrouds), Rawl bolts, nuts and bolts, complete earthing system, lightning arrestor, all civil works, foundations, supports, electrical connections for net metering with meter, transportation of all materials from warehouse to site, testing, commissioning, and manufacturer-provided maintenance/after-sales service for 2 years, complete in all respects as directed by the Engineer-in-Charge. | 1 | 7 | 4116450 | 28815150
243 | Providing installation, testing, and commissioning of a 107 kW Solar PV system for a horizontal centrifugal pump with discharge 20 cusec against 30 - 35 ft head, pump minimum 83% efficiency, including Tier-1 Bloomberg-certified mono/ bi-facial N-type solar panels (JINKO / LONGI / JA / Canadian / AKCome / TW / Trina, 700+ W/panel, 23.5% efficiency), solar pump inverter INVT suitably rated for system capacity, mounted on 12 ft high L2/L3/L4 galvanized steel structure (14 gauge) with complete mechanical and civil works, DC and AC cabling with XLPE/PVC insulated tin-coated copper wires (DC 1-core 6 mm, AC 4-core 6 mm, 25 mm PVC/XLPE), combiner boxes, AC & DC breakers, SPDs (A+ grade), all distribution/protection boxes (12"×18"×18" SWG or equivalent), PVC pipes, flexible pipes (1–1.5"), thimbles (O-type, U-type with shrouds), Rawl bolts, nuts and bolts, complete earthing system, lightning arrestor, all civil works, foundations, and supports, all electrical connections for net metering with meter, transportation of all materials from warehouse to site, testing, commissioning, and manufacturer-provided maintenance/after-sales service for up to 2 years, complete in all respects as directed by the Engineer-in-Charge. | 1 | 1 | 8787425 | 8787425
244 | Surface water Monitoring for Construction Phase | Lump Sump | 0 |  | 1300000
245 | Groundwater Monitoring for Construction Phase | Lump Sump | 0 |  | 700000
246 | Ambient Air Quality Monitoring for Construction Phase | Lump Sump | 0 |  | 500000
247 | Surface water MonitoringFor Operational Phase | Lump Sump | 0 |  | 500000
248 | Groundwater Monitoring For Operational Phase | Lump Sump | 0 |  | 500000
249 | Drinking Water Monitoring for Drinking Water & Groundwater Monitoring near disposal Pit | Lump Sump | 0 |  | 250000
250 | Groundwater Monitoring for Drinking Water & Groundwater Monitoring near disposal Pit | Lump Sump | 0 |  | 250000
251 | Training Session | Lump Sump | 5 | 100000 | 500000
252 | Emergency Plan | Lump Sump | 1 |  | 1500000
253 | Environmental Audit Cost | Lump Sump | 3 | 500000 | 1500000
254 | Site Visits by Regulatory Authorities | Lump Sump | 1 |  | 500000
255 | Sign Board for traffic management cost | Lump Sump | 1 |  | 125000
256 | Barricading Fence along Access Roads for traffic management cost | Lump Sump | 1 |  | 100000 | [10 empty] | 0
257 | Temporary Speed Breakers for traffic management cost | Lump Sump | 1 |  | 100000 | [8 empty] | 187601.82 | 40000 | 227601.82
258 | Controlling Dust Pollution for traffic management cost | Lump Sump | 1 |  | 175000 | [8 empty] | 101544.2 | 40000 | 141544.2
259 | Relocation of amenities and localized widening of road and barrier for traffic management cost | Lump Sump | 1 |  | 500000 |  |  |  | 9000000 |  |  |  |  | 134924 | 40000 | 174924
Total Cost (PKR) | [13 empty] | 207719.6 | 40000 | 247719.6
[14 empty] | 274993.6 | 156780 | 431773.6
|  |  |  | Total | 2262037920.5903 | [8 empty] | 141014 | 40000 | 181014
[14 empty] | 301093.6 | 156780 | 457873.6
|  |  |  | Required | 2279229198.29 | [8 empty] | 143304 | 40000 | 183304
[14 empty] | 1426668.4 | 156780 | 1583448.4
|  |  |  | Diffrance | -17191277.6997 |  |  |  | 16069459 | [6 empty] | 3629203.22
4726644
[5 empty] | 6363.3003 |  |  |  | 11342815 | 2000000
[9 empty] | 3629203 | 225000
623
[9 empty] | 14972641 |  |  | 0

## Workable BOQ FINAL (2)
MITIGATION OF WATER LOGGING IN DISTRICT RAHIMYARKHAN
BOQ
Sr. No | Item | Unit | Total QTY | Rate | Amount (PKR) | Rate |  | Amount Rupees (PKR)
[6 empty] | Rs. In Figures | Rs. In Words
1 | Earth Work in excavation of drains, irrigation channels through excavator/ drag lines in all kind of soil and conditions (dry, wet slush, daldal and under water ) including its disposal and preperation of working pad for operation of machinary. (rates includes 100ft lead) | 1000 | 69775243.96 | 4640.7 | 323805974.6452
2 | Dressing and levelling of earthwork to designed section etc complete in ii) ordinary or hard soil soil | 1000 | 26864727.17 | 940.9 | 25277021.7943
3 | Transportation of earth all types when the total distance, including the lead covered in the item of work , is more than 1000 ft. |  | 0 | 0 | 0
| a) 500 ft | 1000 | 546147.5 | 1073.2 | 586125.497
| b) 750 ft | 1000 | 989635 | 1743.95 | 1725873.9582
| c) 1000 ft | 1000 | 275885.29 | 2414.7 | 666180.2098
| d) 1250 ft | 1000 | 62477.5 | 6677.8 | 417212.2495
| e) 1500 ft | 1000 | 549295 | 6751.2 | 3708400.404
| f) 1750 ft | 1000 | 555572.5 | 6751.2 | 3750781.062
| g) 2000 ft | 1000 | 18740 | 6824.6 | 127893.004
| h) 2500 ft | 1000 | 53390 | 6971.4 | 372203.046
| i) 2750 ft | 1000 | 75040 | 6971.4 | 523133.856
| j) 3000 ft | 1000 | 98265.75 | 7044.8 | 692262.5556
| k) 3750 ft | 1000 | 187560 | 7191.6 | 1348856.496
| l) 4250 ft | 1000 | 54772.5 | 7338.4 | 401942.514
| m) 4500 ft | 1000 | 125720 | 7411.8 | 931811.496
| n) 5500 ft | 1000 | 70367.5 | 7558.6 | 531879.7855
| o) 6750 ft | 1000 | 4869.33 | 7934.1 | 38633.7512
4 | Borrowpit excavation undressed lead upto 100 ft (30 metre) in a) ordinary soil with | 1000 | 0 | 0 | 0
| a) 250 ft | 1000 | 140702.285 | 10936.05 | 1538727.2239
| b) 500 ft | 1000 | 1887045.5 | 11606.8 | 21902559.7094
| c) 1000 ft | 1000 | 97969.465 | 12948.3 | 1268538.0237
| d) 1 mile | 1000 | 159193.8 | 18092.2 | 2880166.0684
5 | Rehandling of earthwork lead upto 50ft (35% of excess cutting) | 1000 | 1340460.5752 | 5266.8 | 7059937.7577
6 | Providing and erection at site of work:- iii) R.C.C. boundary pillar. (Complete in all respect including transportation, Cement concrete foundation, fixing, painting and lettering etc) | 1 | 1254 | 1326.2 | 1663054.8
7 | Making boundary or service roads, including dag-belling, leveling and dressing:ii) in ploughed land: a) from 10.0 ft. to 20.0 ft. (3 to 6 m) wide | 1 | 1740 | 1935.4 | 3367596
8 | Jungle clearance and removing within 100 ft. light | 1000 | 6885050 | 376.2 | 2590155.81
9 | Providing and fixing Enamelled steel plate gauge 4" wide 1/4" thick (including painting and lettering) 10 ft length | 1 | 5 | 14630 | 73150
10 | Excavation in foundation of building bridges and other structures including dagbelling, dressing, refilling around structure with excavated earth, watering and ramming lead upto one chain and lift upto 5 ft. in ordinary soil | 1000 | 1617 | 15824.15 | 25587.6506
11 | Cement concrete plain including, placing, compacting, finishing and curing complete (including screening and washing of stones aggregate) | 100 | 0 | 0 | 0 |  |  |  | #REF!
| a) Nominal mix ratio 1:4:8 | 100 | 41070.5542 | 34694.3 | 14249141.2737 |  |  |  |  | 41070.5542 | 23362466.8526
| b) Nominal mix ratio 1:2:4 | 100 | 12898.7281 | 47135.9 | 6079931.5903 |  |  |  |  | 12898.7281
12 | Pacca brick work in foundation and plinth in cement sand mortar ratio 1:6. | 100 | 58371.5555 | 32675.95 | 19073460.2894 |  |  |  | #REF!
13 | Providing and laying damp proof course of cement 1:2:4 (using cement, sand and shingle), including bitumen coating with with 2 coats of bitumen: 1½" thick (40 mm). | 100 | 643.5 | 11851.2 | 76262.472
14 | Providing and laying damp proof course of cement 1:2:4 (using cement, sand and shingle), including bitumen coating with one coat of bitumen and one coat polythenesheet 500 gauge 1½" thick (40 mm). | 100 | 11220.6094 | 11460.2 | 1285904.2756 |  |  |  | #REF!
15 | Providing and laying damp proof course of cement 1:2:4 (using cement, sand and shingle), including bitumen coating with 2 coats of bitumen: 1½" thick (40 mm). | 100 | 427.5 | 11851.6 | 50665.59
16 | Pacca brick work other than building upto 10 ft. height in cement sand mortor ratio 1:3 | 100 | 1348.1016 | 37620.6 | 507163.8964
17 | Cement plaster 1:4 upto 20 ft. height, 3/8" thick | 100 | 3805.725 | 4334.75 | 164968.6644
18 | Providing and applying weather shield paint of approved quality on external surface of building including preparation of surface, application of primer complete in all respect: | 100 | 61675.4043 | 7379.1 | 4551089.7587 |  |  |  | #REF!
19 | Writing letter or figures per letter per inch height | 1 | 8250 | 30.5 | 251625
20 | Carriage of 100 Cf t. (2.83 cu.m) of all materials like stone aggregate, spawl, kankar lime (unslaked), surkhi , etc. or 150 Cf t. (4.25 cu.m) timber, by truck or by any othermeans owned by the contractor from Sakhi Sarwar Quarry to site 275 Km including first 11KM hilly area. |  | 0
| DPC | 100 | 70.785 | 14042.6 | 9940.0544
| PCC 1:2:4 | 100 | 5036.5815 | 14042.6 | 707267.0007 |  |  |  | #REF! | #REF!
| PCC 1:4:8 | 100 | 30772.1446 | 14042.6 | 4321209.1774 |  |  |  | #REF! | #REF!
| RCC 1:1.5:3 | 100 | 106108.0562 | 14042.6 | 14900329.8972
| Base | 100 | 2183.8 | 14042.6 | 306662.2988
| T.S.T | 100 | 268.5 | 14042.6 | 37704.381
| RCC 1.2.4 | 100 | 24736.4952 | 14042.6 | 3473647.0782 |  |  |  | #REF! | #REF! | 80212234.6796
| DPC 1.2.4 | 100 | 1234.267 | 14042.6 | 173323.1821 |  |  |  | #REF! | #REF!
| Dry Hand Pack Stone | 100 | 15224.7638 | 14042.6 | 2137952.6786
21 | Precast reinfoced cement concrete type "C" 1:2:4. | 1 | 786.04 | 546.95 | 429924.578
22 | Fabrication of mild steel reinforcement for cement concrete including cutting bending laying in position etc. complete in all respect. (deformed bars) Grade 40 | 100 | 1796.01 | 30006.1 | 538912.5566
23 | Carriage of consignment job upto 5 KMs Average | 1 | 457 | 115.4 | 52737.8
24 | Placing boundary pillars in position, including digging pits. | 1 | 457 | 141.9 | 64848.3
25 | Preparing surface and painting with emulation paint 3 coat. | 100 | 1599.5 | 4307.55 | 68899.2622
26 | Writing letter or firgures per letter per inch height (three figure each side). | 1 | 4570 | 30.5 | 139385
27 | Earthwork excavation undressed lead upto a single throw of Kassi, phaorah or shovel: In ordinary soil. | 1000 | 245 | 546.95 | 134.0027
28 | Cement concrete plain including placing, compacting, finishing and curing complete (including screening and washing of stone aggregate) Ratio 1: 2: 4 | 100 | 367.5 | 30006.1 | 110272.4175
29 | Providing, laying, cutting, jointing, testing and disinfecting G.I. pipeline in trenches, with socket joints, using G.I. pipes of B.S.S. 1387-1967 complete in all respects, with specials and valves. i) 4" i/d (100 mm) 3.65mm thick | 1 | 560 | 115.4 | 64624
30 | Carriage of 100 Cft of all material like stone aggregate, spawl, kankar, lime (unsoaked) surkhi etc by truck or by any other means owned by the contractor, lead 300Km.(From Sakhi Sarwar) | 100 | 323.4 | 141.9 | 458.9046
31 | Dismantling brick work in lime or cement mortar | 100 | 1823.0675 | 2633.4 | 48008.6595
32 | Dismantling and removing road pavement, etc.,including screening and stacking of byproducts upto one chain lead (30 metre). | 100 | 4635 | 4017.8 | 186225.03
33 | Dismantling cement concrete reinforced, separating reinforcement from concrete, cleaning and straightening the same. | 100 | 13340.27 | 27086.4 | 3613398.8933
34 | Excavation in foundation of building, bridges and other structures, including dagbelling, dressing, refilling around structure with excavated earth, watering and ramming lead up to one chain and lift upto 5 ft. In ordinary soil (above 5 ft depth) | 1000 | 588089.4262 | 12735.6 | 7489671.6963 |  |  |  | 704518649.6202 |  | 63826446.6244
35 | Providing and Fabrication of mild steel reinforcement for cement concrete, including cutting, bending, laying in position, 13 making joints and fastenings, including cost of binding wire and labour charges for binding of steel reinforcement (also includes removal of rust from bars):- Deformed bars (Grade-60). | 100 | 1015459.2095 | 30376.9 | 308465028.618 |  |  |  | #REF!
36 | Providing and laying reinforced cement concrete (including prestressed concrete), using Sulphate resisting cement; coarse sand and screened graded and washed aggregate, in required shape and design, including forms, moulds, shuttering, lifting, compacting, curing, rendering and finishing exposed surface, complete 2) Plastering done under soffit of R.C.C. (but excluding the cost of steel reinforcement, its fabrication and placing in position etc.) |  | 0
a) | Reinforced cement concrete in roof slab, beams, columns lintels, girders and other structural members laid in situ or precast laid in position, or prestressed members cast in situ, complete in all respects. Type B (nominal mix 1:1.5:3) | 1 | 174842.0531 | 817.55 | 142942120.5131
b) | Reinforcement cement concrete in slab of rafts/strip foundation, base slab of column and retaining walls, etc and other structural members not requiring form work(i.e horizontal shuttering) complete in all respect: Type B (Nominal Mix 1:1.5:3 ) | 1 | 77484.5118 | 670.5 | 51953365.1619
37 | Providing and embedding 10"(250mm) wide PVC water stopper in expansion joints of RCC structures (Retaining walls, water tanks, Slabs) complete in all respect. 10mm thick | 1 | 6423.48 | 809.4 | 5199164.712
38 | Bitumen coating to plastered or cement concrete surface. 14 lbs per 100 Sft (6.35 Kg. per Sq.m) | 100 | 99728.8136 | 1645.1 | 1640638.7121
39 | Providing, laying, cutting, jointing, testing and disinfecting PVC/ uPVC pipe line with `B' Class working pressure complete in all respects:- 4" i/d (100 mm) | 1 | 11417 | 514.9 | 5878613.3 |  |  |  | #REF!
40 | Providing and fixing 4" dia P.V.C pipe. | 1 | 48 | 378.75 | 18180
41 | Supply and erection PVC pipe for recessed wiring (main and sub-main) purpose, including bends, specials, etc. in floor, wall or trenches:- 80mm dia (3 inch) | 1 | 169.5 | 303.8 | 51494.1
41 | Providing and laying R.C.C. pipe sewers, moulded with cement concrete 4000 psi conforming to Specification C-76-20, Class II. Wall B, including carriage of pipe from factory to site of work, lowering in trenches to correct alignment and grade, jointing with rubber ring,cutting pipes where necessary, testing, etc., complete. 24 inch internal dia | 1 | 624 | 2150.35 | 1341818.4
43 | Providing and laying sub-base course of stone productof approved quality and grade, including placing, mixing, spreading and compaction of sub-base material torequired depth, camber, grade to achieve 100% maximum modified AASHTO dry density, including carriage of all material to site of work except gravel and. aggregate. Crushed stone aggregate. | 100 | 4715 | 10003.5 | 471665.025
44 | Providing and laying base course of crushed stone aggregate of approved quality and grade, and supply and spreading of stone screening, including placing, mixing,spreading and compaction of base course material to required depth, camber and grade to achieve 100% maximum modified AASHTO dry density, including carriage of all materials to site of work except gravel and. aggregate. | 100 | 2615 | 13527.4 | 353741.51
45 | Providing and laying road edging of 3" (75 mm) wide and 9" (225 mm) deep brick on end, complete in all respects | 1 | 700 | 64.2 | 44940
46 | Providing surface treatment of roads,including supply of bitumen and bajri/crushed stone aggregate of approved quality,including cleaning of road urface,heating,spraying bitumen,spreading bajri and rollingetc.complete including carriageof all material stosite of work excep tbajjri/crushed stone aggregate for which supply with in miles (5.0km) is included in the rate. |  | 0
a | 1st coat 35 lbs. bitumen, and 4 Cft. bajri of nominal size 1" (25 mm) per 100 sq. feet or 1.72 Kg bitumen and 0.017 cu.metre bajri per square metre.. | 100 | 5230 | 4549.95 | 237962.385
b | 2nd coat 18 lbs. bitumen, and 2 Cft. bajri of nominal size ½" (13 mm) per %sft or 1.23 Kg bitumen and 0.008 cu. metre bajri per sq.metre. | 100 | 5230 | 2639.45 | 138043.235
c | 3rd coat 14 lbs. bitumen, and 1.5 Cft. bajri of nominal size ¼" (6 mm) per %sft or 0.69 Kg bitumen and 0.005 cubic metre bajjri per sq.metre. | 100 | 5230 | 1960.75 | 102547.225
47 | Borrow pit excavation undressed lead up to 100 ft in ordinary soil. | 1000 | 123165 | 10533.6 | 1297370.844
48 | Cement plaster 1:3 upto 20' (6.00 m) height 1/2" (13 mm) thick. | 100 | 15594.5 | 4850.4 | 756395.628
49 | Providing and laying base course. | 100 | 2100 | 13527.4 | 284075.4
50 | Providing surface treatment to roads, including supply of bitumen and bujri /crushed stone aggregate of approved quality, including cleaning of road surface, heating and spraying bitumen, spreading bajri and rolling with road roller (including its operation cost, fuel and hire charges, etc.) etc. complete including carriage of all materials to site of work except bajjri/crushed stone aggregate. | 100 | 2800 | 4549.95 | 127398.6
51 | Providing and fixing Neoprene bearing pad with laminated steel plate top and bottom. Size (14" x 9" x 1.75") | Cu. Inch | 304.64 | 72 | 21934.08
52 | Plain wood work for regulation karries or needles, etc. including sawing, planning, wroughting wood and providing and fixing steel parts of karries i.e. end strip and rods, etc. b) Shisham wood | 1 | 202.95 | 17752.2 | 3602808.99
53 | Credit old material - steel | 1 | -26974.04 | 170 | -4585586.8 | [7 empty] | -323045052.0483
54 | Credit old material - brick batts | 100 | -1823.07 | 4100 | -74745.87 |  |  |  | 531606278.0483 | 208561226 | -323045052.0483 |  | -326079072.5406
55 | Extra for slush or Daldal including dewatering. | 1000 | 333466.1689 | 12038.4 | 4014399.1277 | [5 empty] | 36383456.567
56 | Pacca brick work other than buildings upto 10 feet height. Cement sand mortar ratio 1:4 | 100 | 13799.15 | 35727 | 4930022.3205
57 | Providing and placing poly sulphide joint sealent 1" wide and 1" deep. | 1 | 1670 | 1381 | 2306270
58 | Dismantling stone or spawl pitching and apron in silted condition. | 100 | 93240 | 3762 | 3507688.8 |  |  |  | 89611262 | 92645282.4923 | 3034020.4923 |  |  | -3034020.4923
59 | Supply and dumping at site, without boat, including handling of materials within three chains (90 m) | 100 | 126000 | 4743.75 | 5977125 | [6 empty] | -320011031.556
60 | Providing and laying stone pitching/filling, dry hand packed, as filling behind retaining walls or in pitching and aprons. | 100 | 50517.8 | 6849 | 3459964.122
61 | Formation dressing and preparing subgrade, on slope | 100 | 94646.5469 | 2265.1 | 2143838.9329
62 | Formation dressing and preparing subgrade, in bed. | 100 | 15600.14 | 1660.5 | 259040.3247
63 | Providing and laying graded bajri 1/8" to 1/2" size on slope. | 100 | 32048.5048 | 18564.1 | 5949516.4852
64 | Providing and laying graded bajri 1/2" to 2" size on slope. | 100 | 32048.5048 | 18564.1 | 5949516.4852
65 | Providing and laying graded bajri 1/8" to 1/2" size on level. | 100 | 5305.089 | 18017.6 | 955849.7157
66 | Providing and laying graded bajri 1/2" to 2" size on level. | 100 | 5305.089 | 18017.6 | 955849.7157
67 | Providing and laying stone for top layer only, on slope. | 100 | 97109.8429 | 11511 | 11178314.0139
68 | Providing and laying stone for top layer only, on Level | 100 | 15372.42 | 10570.5 | 1624941.6561
69 | Carriage of 100 Cft of all material like stone aggregate, spawl, kankar, lime (unsoaked) surkhi etc or 150 Cft of timber by truck or by any other means owned by the contractor, lead 275 Km. | 100 | 364527.734 | 14042.6 | 51189171.5709
70 | Credit to old material |  | 0
| Steel | 1 | 2535 | -170 | -430950
| Brick batts | 100 | 1819.13 | -4100 | -74584.33 |  |  |  | 55936171.4337 | 50492531
71 | Excavation in foundation of building, bridges, and other structures, including dag belling, dressing refilling around structure with excavated earth, watering and ramming lead upto one chain (30m)and lift upto 5' (1.5 m) (b) in ordinary soil.1)By Manual | 1000 | 20161.0006 | 15824.15 | 319030.6978 |  |  |  | #REF! | #REF! | 55936171.4337
72 | Spraying termite proofing by using liquid FMC / Biflex/ Terminex Exin/Ms Hextaror equivalent@specified suspension concenterate (SC), MixingAbility-HEXTAR with Ratio (1:250)= 540 Sft or equivalent approved liquid applying with shower and certificate will be provided by the contractor for10-years complete in all respect.as approved by the Engineer Incharge. | 1 | 18814.5 | 12.55 | 236121.975 |  |  |  | #REF! | #REF!
73 | Providing and laying vertical damp proof course with cement sand plaster and bitumen coating with one coat of bitumen and one coat of polythene sheet 500 gauge-Ratio 1:3 a) ½ " thick (13 mm) | 100 | 13211.49 | 7607.35 | 1005044.2845 |  |  |  | #REF!
74 | Filling watering ramming earth under floors with surplus earth from foundation etc. | 1000 | 37224.37 | 7547.75 | 280960.2387 |  |  |  | #REF!
75 | Pacca brick work in ground floor. Cement sand mortar Ratio 1:4. | 100 | 10763.3 | 35830.6 | 3856554.9698 |  |  |  | #REF! | #REF!
76 | Providing and laying reinforced cement concrete (including prestressed concrete), using Sulphate resisting cement; coarse sand and screened graded and washed aggregate, in required shape and design, including forms, moulds, shuttering, lifting, compacting, curing, rendering and finishing exposed surface, complete 2) Plastering done under soffit of R.C.C. (but excluding the cost of steel reinforcement, its fabrication and placing in position etc.) |  | 0 | 0 | 0 |  |  |  | #REF! | #REF!
a) | Reinforced cement concrete in roof slab, beams, columns lintels, girders and other structural members laid in situ or precast laid in position, or prestressed members cast in situ, complete in all respects. Type B (nominal mix 1:2:4) | 1 | 5704.1346 | 741.85 | 4231612.253 |  |  |  | #REF! | #REF!
b) | Reinforcement cement concrete in slab of rafts/strip foundation, base slab of column and retaining walls, etc and other structural members not requiring form work(i.e horizontal shuttering) complete in all respect: Type B (Nominal Mix 1:2:4) | 1 | 681.0891 | 595 | 405247.9922 |  |  |  | #REF! | #REF!
77 | Providing and fixing windows consisting of M.S box section frame 2" x 1½" ( 50 x 40mm) Leaves frame 1½" x 1" (40 x 25 mm) box section frame for glazing 3/8" x 3/8" (10 x 10 mm) using 16 SWG sheet 'U' shaped rubber supported with 1" x 1/8" (25 x 3 mm) M.S. flat for fixing 3/16" (5 mm) thick glass panes M.S. box section 1/2" x 1/2" (13 x 13 mm) of 16 SWG for fixing 24 SWG wire gauge on outer side by means of 3/4" x 1/8" (20 x 3 mm) M.S. flat and screws including grill of M.S. flat 1/2" x 1/8" (13 x 3 mm) or 1/4" x 1/4" (6 x 6 mm) square bar with independent frame of 1/2" x 1/2" (13 x 13 mm) box section of 16 SWG i/c all C.P fitting and painting 3 coats complete in all respect. | 1 | 1184 | 2180.7 | 2581948.8 |  |  |  | #REF! | #REF!
78 | Providing and fixing mild steel chowkat of doors windows C. windows etc. including holdfast making and threading 18 holes for hinges etc. complete 1½" x 1½" x 1/4" (40 x 40 x 6 mm) welded with M.S. flat 2" x 1/4" (50 m M.S. angle iron). | 1 | 5302 | 457.1 | 2423544.2 |  |  |  | #REF!
79 | Making and fixing steel grated door with 1/16" thick sheeting, including angle iron frame 2" x 2" x 3/8"and 3/4" square bars 4" centre to centre. with locking arrangement (Two No.). | 1 | 1813 | 2767 | 5016571 |  |  |  | #REF! | #REF!
80 | Providing and laying single layer of tile 9" x 4½" x 1½" laid over 4" earth and 1" thick mud plaster without bhoosa, grouted with cement mud (1:3) on top of R.C.C. roof, slab, provided with 34 lbs. per % Sft. Or 1.72 Kg./Sq.m. bitumen coating sand blinded. | 100 | 3535.8125 | 13179.6 | 466005.9443 |  |  |  | #REF! | #REF!
81 | Providing and laying polythene sheet under floor or roof complete 500 gauge. | 1 | 43350.1888 | 11 | 476852.0773 |  |  |  | #REF!
82 | Supplying and filling sand under floor or plugging in wells. | 100 | 8934.8275 | 3987 | 356231.5724 |  |  |  | #REF!
83 | Providing and laying watering and ramming brick ballast 1½" to 2" (40 mm to 50 mm) mixed with 25% sand for floor foundation complete in all respect. | 100 | 10919.7875 | 12801.2 | 1397863.8374 |  |  |  | #REF!
84 | Cement plaster 1:4 upto 20' (6.00 m) height 1/2" (13 mm) thick. | 100 | 140437.4163 | 4614.1 | 6479922.8232 |  |  |  | #REF! | #REF!
85 | Cement plaster 3/8" (10 mm thick under soffit of R.C.C. roof slabs only, upto 20' height (Ratio 1:3). | 100 | 4237.24 | 5264.65 | 223075.8557 |  |  |  | #REF! | #REF!
86 | Cement pointing struck joints on wall upto 20' (6m) height (a) Ratio 1:2 including extra cost of labour and material for red oxide pigment in cement pointing to match with the colour of bricks. | 100 | 83405.59 | 5012.65 | 4180830.3071 |  |  |  | #REF! | #REF!
87 | Providing and installing P.V.C. bends, of B.S.S.b) 4" i/d (100 mm) | 1 | 658 | 849.7 | 559102.6 |  |  |  | #REF! | #REF!
88 | Making top khurra on roof 2' x 2' x 6". | 1 | 154 | 1159.65 | 178586.1 |  |  |  | #REF! | #REF!
89 | Distempering:- 3 coat | 100 | 118808.2275 | 1548.2 | 1839388.9782 |  |  |  | #REF! | #REF!
90 | Preparing surface and painting of doors and windows any type (including edges):- | 100 | 12309 | 3052.4 | 375719.916 |  |  |  | #REF! | #REF!
91 | Fabrication of heavy steel work, with angle, tees, flat iron round iron and sheet iron for making trusses, girders, tanks, etc., including cutting, drilling, revitting, handling, assembling and fixing, but excluding erection in position. | 100 | 12393.4727 | 37098.85 | 4597835.8612 |  |  |  | #REF! | #REF!
92 | Supply and erection of PVC pipe for wiring recessed in walls, including inspection boxes, pull boxes, hooks, cutting jharries and repairing surface, etc. complete with all specials. |  | 0 | [5 empty] | #REF! | #REF!
| a) 20mm (3/4") i/d. | 1 | 12520 | 112.25 | 1405370 |  |  |  | #REF! | #REF!
| b) 25 mm (1") i/d | 1 | 6560 | 133.6 | 876416 |  |  |  | #REF! | #REF!
| c) 50 mm (2") i/d | 1 | 555 | 231.55 | 128510.25 |  |  |  | #REF! | #REF!
93 | Supply and erection of single core PVC insulated copper conductor cables, in prepaid P.V.C. pile/M.S. conduit/G.I. pipe/wooden strip batten/wooden casing and caping/G.I. wire/trenches (rate for cables only) (a) 250/440 volts, P.V.C. insulated. |  | 0 | [5 empty] | #REF! | #REF!
| a) 3/0.74mm (3/0.029"). | 1 | 36960 | 35.7 | 1319472 |  |  |  | #REF! | #REF!
| b) 7/0.74mm (7/0.029"). | 1 | 13020 | 56.3 | 733026 |  |  |  | #REF! | #REF!
94 | Supply and erection of copper conductor cable for service connection in prepaid pipe/G.I. wire/trenches, etc. (rate for cable only) (a) PVC insulated, PVC sheathed, twin core, 250/440 volts 7/0.44" (7/1.12mm). | 1 | 19680 | 237.65 | 4676952 |  |  |  | #REF! | #REF!
95 | Supply and connection of M.S. sheet box of 16 SWG, 10 cm (4") deep with 4.75 mm thick (3/16") bakelite sheet top, for recessed wiring, including making holes for regulators switches, plugs etc. |  | 0 | [5 empty] | #REF! | #REF!
| a) 10 x 10 cm (4" x 4"). | 1 | 219 | 382.3 | 83723.7 |  |  |  | #REF! | #REF!
| b) 17.5 x 10 cm (7" x 4"). | 1 | 432 | 522.75 | 225828 |  |  |  | #REF! | #REF!
| c) 22.5 x 10 cm (9" x 4"). | 1 | 128 | 668.8 | 85606.4 |  |  |  | #REF! | #REF!
96 | Supply and erection of switches 5 amp. Piano Type. | 1 | 4100 | 102.7 | 421070 |  |  |  | #REF! | #REF!
97 | Supply and erection of ceiling rose, bakelite. | 1 | 744 | 96.3 | 71647.2 |  |  |  | #REF! | #REF!
98 | Supply and erection of 3 pin switch and plug combined recessed type (ii) 10/15 amp. | 1 | 37 | 213.1 | 7884.7 |  |  |  | #REF! | #REF!
99 | P/F wall mounted DB (Distribution Board) made with 16SWG Sheet (Recessded/Surface mounted Type), Powder coated Paint, i/c the cost of Lock, Indication lights,Thimble, Copper Comb, Wiring, Netural & Earth Bar, Door Earthing, Digital Voltmeter,Digital Ammeter,Volt Selector Switch,Ammeter selector switch,Current Transformers and Controles Complete in all respect as approved and directed by the Engineer Incharge (Breakers will be Paid Separately)(a) 6" deep (i) 20~60A | 1 | 37 | 24422.65 | 903638.05 |  |  |  | #REF! | #REF!
100 | Suppling,Installation and comissioning of MCB (Miniature Circuit Breaker) of specified rating made of LEGRAND FRANCE/ GE U.S.A / SCHNEIDER GERMANY /SIEMEN GERMAN/TERASAKI JAPAN/ ABB SWITZERLAND in prelaid DBs and Panels i/c the cost of screwes,necessary wire complet Single Pole(iii) 6-63 Amp (10 KA) | 1 | 222 | 1453.75 | 322732.5 |  |  |  | #REF! | #REF!
101 | Supplying, Installation and commissioning of MCCB (Moulded Case Circuit Breaker)of specified rating made of LEGRAND FRANCE /GEU.S.A/ SCHNEIDER GERMANY/ TERASAKI JAPAN/ SIEMEN/ ABBSWITZERLAND or approved equivalent manufacturer (withfixedThermal-MagneticTrip)in prelaid DB sand Panels i/c the cost of screws, necessary wire complete in all respect as approved and directed by the EngineerIncharge. a) Triple Pole (ii) 15-100 Amp (10 KA,15KA) | 1 | 74 | 13796.3 | 1020926.2 |  |  |  | #REF! | #REF!
102 | Supplying, Installation and commissioning of MCCB (Moulded Case Circuit Breaker)of specified rating made of LEGRAND FRANCE /GEU.S.A/ SCHNEIDER GERMANY/ TERASAKI JAPAN/ SIEMEN/ ABBS WITZERLAND or approved equivalent manufacturer (withfixedThermal-MagneticTrip)in prelaid DB sand Panels i/c the cost of screws, necessary wire complete in all respect as approved and directed by the EngineerIncharge. a) Triple Pole With Adjustable Thermal-Magnetic Trip /Electronic Trip (60-100%) (i) 25-100 Amp | 1 | 37 | 19859.4 | 734797.8 |  |  |  | #REF! | #REF!
103 | Supply and erection of tube light, including rod, choke, starter with frame, flexible wire, including connection from ceiling rose, etc., complete ii)single rod (40 watts) with one choke and one starter. | 1 | 707 | 1995.3 | 1410677.1 |  |  |  | #REF! | #REF!
104 | Supply and erection of bakelite button holder shade, large size | 1 | 111 | 178.75 | 19841.25 |  |  |  | #REF! | #REF!
105 | Single layer of tiles 9"x4½"x1½" (225x113x40 mm) laid over 4"(100 mm) earth and 1" (25 mm) mud plaster without Bhoosa, grouted with cement sand 1:3 on top of RCC roof slab, provided with 34 lbs. per %Sft. or 1.72 Kg/Sq.m bitumen coating sand blinded. | 100 | 5447.5326 | 13179.6 | 717963.0065
106 | Providing and fixing windows consisting of M.S. box section frame 2"x1½", (50x40mm) leaves frame 1½"x1" (40x25mm) box section frame for glazing 3/8"x3/8" (10x10mm) using 16 SWG sheet 'U' shaped rubber supported with 1"x1/8" (25x3mm) M.S. flat for fixing 3/16" (5 mm) thick glass panes M.S. box section ½"x½" (13x13mm) of 16 SWG for fixing 24 SWG wire gauze on outer side by means of ¾"x1/8" (20x3mm) M.S. flat and screws including grill of M.S. flat ½"x1/8" (13x3mm) or ¼"x¼" (6x6mm) square bar with independent frame of ½"x½" (13x13mm) box section of 16 SWG i/c all C.P. fitting and painting 3 coats complete in all respect. | 1 | 1983.6 | 2180.7 | 4325636.52
107 | Making and fixing steel grated door with 1/16" thick 1.5mm) sheeting, including angle iron frame 2"x2"x3/8" (50x50x10 mm) and ¾" (20 mm) square bars 4" (100 mm) | 1 | 908 | 2767 | 2512436
108 | Distempering:- 2 coats | 100 | 19399.647 | 1212.35 | 235191.6204
109 | Providing and fixing 1¼x1¼"x3/16" (31x31x5 mm) angle" iron step, in manhole chambers, including carriage and setting the same in work to correct lines and levels. | 1 | 369 | 680.75 | 251196.75
110 | Providing/fixing stair railing consisting of M.S. Box section size 1-1/2"x3" of 16 SWG welded with M.S. flat 1"x1/8" continuously and welded over M.S. square bars 5/8"x5/8"punched in M.S. flat 2 ¾' high @ 5½" c/c fixed in steps of stair I/C painting 3 coats complete. | 1 | 111.86 | 1125.2 | 125864.872
111 | Providing and fixing trash rack as per drawing | 1 | 2800 | 603 | 1688400
112 | Providing and layingTuff Pavers, having 7000PSI ,crushing strength of approved manufa cturer, over2"to3" sand cushion i/c grouting withsand in joints i/c finishing to require slope . complete in all respect. (50% Grey / 50% Coloured) 60-mm thick | 1 | 9477.0586 | 205.4 | 1946587.8364
113 | Providing & laying graded bajri ½" to 2" gauge on level (including carriage). | 100 | 2287.97 | 18017.6 | 412237.2827
114 | 1½"(40 mm) thick mosaic flooring, consisting of ½ " mosaic topping of one part of cement and marble powder in the ratio of 3:1 and two parts of marble chips, laid over 1"(25 mm) thick floor of 1:2:4 cement concrete, including rubbing and polishing complete with finishing :-using grey cement | 100 | 5447.5326 | 29658.5 | 1615656.4562
115 | Mosaic dado or skirting with one part of cement and marble powder in the ratio of 3:1 and two parts of marble chips, laid over ½"(13 mm) thick cement plaster 1:3, including rubbing and polishing, complete with finishing:(a) using grey cement: i) 1/2"(13 mm) thick | 100 | 385.13 | 19146.85 | 73740.2634
116 | Providing and fixing marble strip of any shade for dividing the mosaic flooring into panels(a) Size 1½" x 3/8" (40 x 10 mm) | 1 | 2922.31 | 39.6 | 115723.476
117 | Supply and erection of backlite button holder shade, large size. | 1 | 596 | 178.75 | 106535
118 | Suppling,Installation and comissioning of MCB (Miniature Circuit Breaker) of specified rating made of LEGRAND FRANCE/ GE U.S.A / SCHNEIDER GERMANY /SIEMEN GERMAN/TERASAKI JAPAN/ ABB SWITZERLAND in prelaid DBs and Panels i/c the cost of screwes,necessary wire completb) Double Pole(iii) 6-63 Amp (10 KA) | 1 | 5 | 5616.25 | 28081.25
119 | Suppling,Installation and comissioning of MCB (Miniature Circuit Breaker) of specified rating made of LEGRAND FRANCE/ GE U.S.A / SCHNEIDER GERMANY /SIEMEN GERMAN/TERASAKI JAPAN/ ABB SWITZERLAND in prelaid DBs and Panels i/c the cost of screwes,necessary wire complet Single Pole(iii) 6-63 Amp (10 KA) | 1 | 29 | 1453.75 | 42158.75
120 | Providing and fixing Pakistan Energy Label NEECA approved Copper winded wall bracket Fan i/c the cost of necessary cable and hardware for connection as approved and directed by Engineer Incharge.ii) 24" Sweep dia | 1 | 34 | 11398.45 | 387547.3
121 | Barrow pit excavation undressed lead up to 100 ft in ordinary soil. | 1000 | 58871.79 | 10533.6 | 620131.8871
122 | Compaction of earth work with power Road Roller, i.c ploughing mixing, moistening earth to optimum moisture content in layer etc; complete 90 % maximum modified AASHO dry denisty | 1000 | 58871.79 | 1437.5 | 84628.1981
123 | Earthwork excavation in irrigation channels, drains, etc. to designed section, grades and profiles, excavated material disposed off undressed within 50 ft. (15 m) lead:- ordinary Soil | 1000 | 14550.01 | 5033.7 | 73240.3853
| Cement plaster 1.5" (40 mm) thick ratio 1:6:- |  | 0
| a) In bed | 100 | 2500 | 6512.05 | 162801.25
| b) On slope | 100 | 3876 | 7363.45 | 285407.322
124 | Cement concrete lining, using washed screened and graded stone aggregate:- |  | 0
| a) In bed, ratio 1:2:4 | 100 | 856.25 | 49016.9 | 419707.2062
| b) On slope, ratio 1:2:4 | 100 | 1327.53 | 51301.8 | 681046.7855
125 | Providing and placing cement, sand and bituminous joint sealant in ratio 1:2:3, 1/2" wide, 1" deep. | 1 | 637.6 | 17.3 | 11030.48
126 | Bitumen coating to plastered or cement concrete surface:- 10 lbs. per 100 Sft. | 100 | 318.8 | 1539.8 | 4908.8824
127 | Excavation in foundation of building, bridges, and other structures, including dag belling, dressing refilling around structure with excavated earth, watering and ramming lead upto one chain (30m)and lift upto 5' (1.5 m) (b) in ordinary soil.By Manual | 1000 | 46483.3931 | 15824.15 | 735560.1849 |  |  |  | 1507963.2007 | 31715324 | 30207360.7993
128 | Providing and laying reinforced cement concrete (including prestressed concrete), using Sulphate resisting cement; coarse sand and screened graded and washed aggregate, in required shape and design, including forms, moulds, shuttering, lifting, compacting, curing, rendering and finishing exposed surface, complete 2) Plastering done under soffit of R.C.C. (but excluding the cost of steel reinforcement, its fabrication and placing in position etc.) |  | 0
129 | Providing and laying dry, hand packed stone apron as per drawing | 100 | 11277.6028 | 6849 | 772403.0158
130 | Excavation in foundation of building, bridges, and other structures, including dag belling, dressing refilling around structure with excavated earth, watering and ramming lead upto one chain (30m)and lift upto 5' (1.5 m) (b) in ordinary soil. By Manual | 1000 | 72531.6637 | 15824.15 | 1147751.9269 |  |  |  | 80212234.6796
131 | Spraying antitermite liquid mixed with water ratio 1:40 | 1 | 88776.1875 | 12.55 | 1114141.1531
132 | Pacca brick work in ground floor. Cement sand mortar Ratio 1:4 | 100 | 47794.11 | 35830.6 | 17124916.3777
133 | Providing and laying reinforced cement concrete (including prestressed concrete), using Sulphate resisting cement; coarse sand and screened graded and washed aggregate, in required shape and design, including forms, moulds, shuttering, lifting, compacting, curing, rendering and finishing exposed surface, complete 2) Plastering done under soffit of R.C.C. (but excluding the cost of steel reinforcement, its fabrication and placing in position etc.) - a) Reinforced cement concrete in roof slab, beams, columns lintels, girders and other structural members laid in situ or precast laid in position, or prestressed members cast in situ, complete in all respects. Type C (nominal mix 1:2:4) | 1 | 21724.43 | 741.85 | 16116268.3955
134 | Providing and fixing windows consisting of M.S box section frame 2" x 1½" ( 50 x 40mm) Leaves frame 1½" x 1" (40 x 25 mm) box section frame for glazing 3/8" x 3/8" (10 x 10 mm) using 16 SWG sheet 'U' shaped rubber supported with 1" x 1/8" (25 x 3 mm) M.S. flat for fixing 3/16" (5 mm) thick glass panes M.S. box section 1/2" x 1/2" (13 x 13 mm) of 16 SWG for fixing 24 SWG wire gauge on outer side by means of 3/4" x 1/8" (20 x 3 mm) M.S. flat and screws including grill of M.S. flat 1/2" x 1/8" (13 x 3 mm) or 1/4" x 1/4" (6 x 6 mm) square bar with independent frame of 1/2" x 1/2" (13 x 13 mm) box section of 16 SWG i/c all C.P fitting and painting 3 coats complete in all respect. | 1 | 3276 | 2180.7 | 7143973.2
135 | Providing and fixing 1½" (40 mm) thick solid flush door shutter sterling or equivalent with commercial ply (5mm thick) on both sides double pressed and deodar wood lapping 1½" x 3/8" (40 mm x 10 mm) around shutter including chromium plated fitting, iron hinges with aluminum kick plate 22 SWG on both sides and finger plate complete in all respect. | 1 | 3822 | 638.85 | 2441684.7
136 | Providing and laying single layer of tile 9" x 4½" x 1½" laid over 4" earth and 1" thick mud plaster without bhoosa, grouted with cement mud (1:3) on top of R.C.C. roof, slab, provided with 34 lbs. per % Sft. Or 1.72 Kg./Sq.m. bitumen coating sand blinded. | 100 | 33854.8438 | 13179.6 | 4461932.9869
137 | 1½"(40 mm) thick mosaic flooring, consisting of ½ " mosaic topping of one part of cement and marble powder in the ratio of 3:1 and two parts of marble chips, laid over 1"(25 mm) thick floor of 1:2:4 cement concrete, including rubbing and polishing complete with finishing :-using grey cement | 100 | 22325.3713 | 29658.5 | 6621370.2322
138 | Mosaic dado or skirting with one part of cement and marble powder in the ratio of 3:1 and two parts of marble chips, laid over ½"(13 mm) thick cement plaster 1:3, including rubbing and polishing, complete with finishing:(a) using grey cement: i) 1/2"(13 mm) thick | 100 | 14054.04 | 19146.85 | 2690905.9577
139 | Providing and fixing marble strip of any shade for dividing the mosaic flooring into panels (a) Size 1½" x 3/8" (40 x 10 mm) | 1 | 22750 | 39.6 | 900900
140 | Cement concrete plain including, placing, compacting, finishing and curing complete (including screening and washing of stones aggregate) |  | 0
141 | Cement plaster 3/8" (10 mm thick under soffit of R.C.C. roof slabs only, upto 20' height (Ratio 1:3). | 100 | 21116.55 | 5264.65 | 1111712.4496
142 | Providing and fixing sliding; bolt to doors iron sliding bolt, 10" (250 mm) long. | 1 | 182 | 656.85 | 119546.7
143 | Providing and fitting glazed earthen ware water closet, squatter type (Orisa pattern) combined with foot rest white. | 1 | 91 | 4105.05 | 373559.55
144 | Providing and fitting "P" trap 10 cm (4") glazed. | 1 | 273 | 463.15 | 126439.95
145 | Providing and Fixing chromium plated bib cock (ii)1.5 cm (1/2"). | 1 | 364 | 1639.2 | 596668.8
146 | Providing & fitting plastic made low down flushing cistern 13.63 litre (3 gallons) capacity, including bracket set, copper connection, etc. complete (i) white. | 1 | 91 | 8069.2 | 734297.2
147 | Providing and installing P.V.C. tees, of B.S.S.Class `B' working pressure:-b) 4" i/d (100 mm) | 1 | 364 | 2374.25 | 864227
148 | Providing,laying,testing and commissioning of POLYPROPYLENE RANDOM COPOLYMER (PPRC water supply pipe ( Dadex/ Popular/ Beta or approved equivalent manufacturer, withs pecified pressure rating PN (PRESSURE NOMINAL) and conforming to DIN8077-8078 codei/ccost of solvent,specials,making jharries complete in all respect as approved and directed by Engineer Incharge.(Internal/ExternalDiametersmentioned). a) PN-16 pipe |  | 0
i | a) 20mm | 1 | 9100 | 62.95 | 572845
ii | b) 25mm | 1 | 4550 | 87.1 | 396305
149 | Providing and fixing looking glass (mirror) 22" x 16" (55 x 40) cm, and 5 mm thick glass first quality. | 1 | 91 | 1457.7 | 132650.7
150 | Providing and fixing stainless steel sink with drain board, size 120 x 60 cm (48 x 24") including bracket set, waste pipe and waste coupling. | 1 | 91 | 15209.1 | 1384028.1
151 | Providing and fitting. |  | 0
| a) Plastic soap dish. | 1 | 91 | 1380 | 125580
| b) Plastic towel rail. | 1 | 91 | 1610 | 146510
| c) plastic shelf 60x13cm (24" x 5") with bracket and railing. | 1 | 91 | 1035 | 94185
152 | Providing and fixing chromium plated tee stop cock 15 mm (1/2"). | 1 | 91 | 1999.2 | 181927.2
153 | Supply and erection of wall socket with 3 pin 5 amp shoe. | 1 | 256 | 204.7 | 52403.2 |  |  |  | #REF! | #REF!
154 | Supply and erection of 3 pin switch and plug combined recessed type (ii) 10/15 amp. | 1 | 182 | 213.1 | 38784.2
155 | P/F wall mounted DB (Distribution Board) made with 16SWG Sheet (Recessded/Surface mounted Type), Powder coated Paint, i/c the cost of Lock, Indication lights,Thimble, Copper Comb, Wiring, Netural & Earth Bar, Door Earthing, Digital Voltmeter,Digital Ammeter,Volt Selector Switch,Ammeter selector switch,Current Transformers and Controles Complete in all respect as approved and directed by the Engineer Incharge (Breakers will be Paid Separately)(a) 6" deep (i) 20~60A | 1 | 91 | 24422.65 | 2222461.15
156 | Suppling,Installation and comissioning of MCB (Miniature Circuit Breaker) of specified rating made of LEGRAND FRANCE/ GE U.S.A / SCHNEIDER GERMANY /SIEMEN GERMAN/TERASAKI JAPAN/ ABB SWITZERLAND in prelaid DBs and Panels i/c the cost of screwes,necessary wire completb) Double Pole(iii) 6-63 Amp (10 KA) | 1 | 91 | 5616.25 | 511078.75
157 | Suppling,Installation and comissioning of MCB (Miniature Circuit Breaker) of specified rating made of LEGRAND FRANCE/ GE U.S.A / SCHNEIDER GERMANY /SIEMEN GERMAN/TERASAKI JAPAN/ ABB SWITZERLAND in prelaid DBs and Panels i/c the cost of screwes,necessary wire complet Single Pole(iii) 6-63 Amp (10 KA) | 1 | 364 | 1453.75 | 529165
158 | Supply and erection of 3/8" (10mm) dia M.S. bar fan hook, placed at the time of casting of slab. | 1 | 91 | 83.75 | 7621.25
159 | Providing and fixing Pakistan Energy Label NEECA approved Copper winded Ceiling Fan i/c the cost of necessary cable and hardware for connection as approved and directed by Engineer Incharge. 56" Sweep | 1 | 91 | 10815.4 | 984201.4
160 | Erecting of ceiling fan along with regulator (all sizes) including carriage local railway station/ store to site of work, electric wire/cable for suspension rod and board connection and cutting, threading on the rod where necessary. | 1 | 91 | 663.65 | 60392.15
161 | Provided and installed 1 HP electric water pump with 70 ft bore, and successfully installed a 200-gallon water tank including all accessories and plumbing connections. | 1 | 91 | 99800 | 9081800
162 | HT Spun Pole 45' | 1 | 25 | 71344 | 1783600
163 | HT S/STRUCTURE Pole 36' | 1 | 700 | 71680 | 50176000
164 | Earthing | 1 | 840 | 5488 | 4609920
165 | Steel -X-ARMS | 1 | 1760 | 8333 | 14666080
166 | 11-KV Disc: Insulator | 1 | 1530 | 4250 | 6502500
167 | Eye Nut/Anchore Shakle/D.End Clump | 1 | 1200 | 609 | 730800
168 | 11KV Pin Insulator with Pins | 1 | 2415 | 1797 | 4339755
169 | D-Shakel + Spool Insulator | 1 | 1000 | 599 | 599000 |  |  |  |  | 830550 | 833940
170 | DA Bolts | 1 | 700 | 358 | 250600
171 | Nuts & Bolts 14" | 1 | 500 | 208 | 104000
172 | Nuts & Bolts 12" | 1 | 500 | 184 | 92000
173 | Nuts & Bolts 02" | 1 | 200 | 49 | 9800
174 | Stay Rod + stay strips Complete | 1 | 150 | 3935 | 590250
175 | Stay Wire | 1 | 1870 | 399 | 746130
176 | ACSR Rabbit Conductor | 1 | 61590 | 245 | 15089550 |  |  |  | 100289985
177 | Transformer 400-KVA | 1 | 2 | 2189000 | 4378000 |  |  |  | 43272829
178 | Transformer 100-KVA | 1 | 5 | 506760 | 2533800
179 | Transformer 50-KVA | 1 | 5 | 400567 | 2002835
180 | Transformer 25-KVA | 1 | 46 | 286340 | 13171640
181 | Plate form D/Edge | 1 | 60 | 24290 | 1457400
182 | Nuts & Bolts | 1 | 1283 | 198 | 254034
183 | D-Fues Fitting Set | 1 | 183 | 18250 | 3339750 |  |  |  | 782.8283 | 1283
184 | Steel Crass arm for D fuse Mounting | 1 | 50 | 4770 | 238500
185 | LT Capacitor | 1 | 50 | 10900 | 545000
186 | LT Spun / PCC Pole 31' | 1 | 527 | 23650 | 12463550
187 | street light pole bracket 30 mm (1¼") G.I. pipe 2 metre long, complete with 2 No. pole clamp. (Ch-24) [Pump station + Tubewell Rooms) | 1 | 200 | 3378.5 | 675700
188 | Supply and erection of pole mounted street light, holders, shade and glass, etc., for fitting 125/250 watts mercury vapour lamp (excluding cost of lamps): ii) Philips design (Ch 24) [Pump station + Tubewell Rooms) | 1 | 200 | 6949.8 | 1389960
189 | Supply and fitting of mercury vapour lamp, complete with choke set ii) 250 watt lamp (Ch 24) [Pump station + Tubewell Rooms) | 1 | 200 | 4113.3 | 822660
190 | PVC 4/C Cable 19.083 (70mm Armoured | 1 | 6300 | 975 | 6142500
191 | AMR METER HT/LT Type (bi-directional) | 1 | 50 | 48900 | 2445000
192 | ATB A-Type 100/5 | 1 | 17 | 31300 | 532100
193 | CTs 100/5 Amp | 1 | 108 | 10530 | 1137240
194 | (A)Installation Charges of 11 KV Line material Complete in all respect | 1 | 0 | 16263340 | 16263340
195 | (B)Installation Charges of Sub Station material Complete in all respect | 1 | 0 | 5598490 | 5598490
196 | (c.)Installation Charges of service and Metering material complete in all respect | 1 | 0 | 1034832 | 1034832
197 | Earthing Pit & Material Complete in all respect | 1 | 0 | 8064000 | 8064000
198 | Foundation Charges complete in all respect | 1 | 0 | 42000000 | 42000000
199 | 630 KVA TRANSFORMER | 1 | 2 | 2375000 | 4750000 |  |  |  | 7856248 | 14594316
200 | 200 KVA TRANSFORMER | 1 | 2 | 904422 | 1808844 |  |  |  |  | 6738068
201 | D/STRUCTURE PLATEFORM | 1 | 7 | 24290 | 170030
202 | S/STRUCTURE PLATEFORM | 1 | 6 | 15786 | 94716
203 | HT PCC POLE | 1 | 12 | 33000 | 396000
204 | AMR METER | 1 | 9 | 35200 | 316800
205 | Stay Rods | 1 | 14 | 3591 | 50274
206 | Earth Rods | 1 | 58 | 1498 | 86884
207 | PVC 4/C 19/.052 | 1 | 420 | 435 | 182700
208 | Providing and fixing barbed wire fencing, with 4 horizontal and two cross wires, with R.C.C. 1:2:4 posts, 5.5'x6"x9" (1.68mx150mmx225 mm) at 8 ft. (2.45 m) center to center, reinforced with 4 No. 3/8" (10 mm) dia vertical bars and 1/8" (3 mm) dia stirrups 12" (300 mm) center to center, complete in all respects. in cement concrete 1:4:8 base of size 12"x12"x21" | 100 | 49390 | 69347.9 | 34250927.81 |  |  |  |  | #REF!
209 | Excavation in foundation of building, bridges, and other structures, including dag belling, dressing refilling around structure with excavated earth, watering and ramming lead upto one chain (30m)and lift upto 5' (1.5 m) (b) in ordinary soil. | 1000 | 2062.982 | 15824.15 | 32644.9366 |  |  |  |  | #REF!
210 | Providing and fixing collapsible gate made of 2"x2"x"¼" (50x50x6 mm) tee iron at top and bottom, channel iron verticals ¾"x¼"x¼"x1/8" (20x6x6x3 mm) at 3" (75 mm) to 5" (125 mm) centre to centre (approximate) and flat iron crosses 3"x3/16" (75x5 mm), and best quality rollers at bottom of 3" (75 mm) diameter including holdfasts, handles 12" (300 mm) long of ¾"x¼"x¼"x1/8" (20x6x6x3 mm) channel iron, locking arrangement inside and outside, painting 3 coats of black Japan enameled, complete in working order. | 1 | 6650 | 1985.95 | 13206567.5
211 | Supply and erection PVC pipe for recessed wiring (main and sub-main) purpose, including bends, specials, etc. in floor,wall or trenches:- 50mm i/d | 1 | 14250 | 234.95 | 3348037.5
212 | Supply and erection of single core PVC insulated copper conductor cables, in prelaid PVC pipe/M.S. conduit/G.I pipe/wooden strip batten/wooden casing an capping/G.I. wire/trenches (rate for cables only):7/0.74 mm (7/0.029") | 1 | 28500 | 56.3 | 1604550 |  |  |  | 52442727.7466
213 | Providing installation, testing, and commissioning of a vertical deep well turbine tubewell pump with discharge 2 cusec against 70 ft head, including bowl assembly, vertical column pipe with shaft, motor, pre-lubrication tank, foundation fixing and alignment, MCCB/control panel with all electrical connections, cables and accessories from transformer to tubewell including earthing and protection devices, complete suction and delivery piping up to 25 ft outlet basin of approved material (MS/CI) with bends, flanges, valves, gaskets, supports and accessories, carrying out all works for energizing, testing, and full-load commissioning; pump casing in Gray Cast Iron EN-GJL-250, impeller in Stainless Steel grade 1.4408, column pipe coated internally and externally with epoxy paint, materials verified per EN 10204-3.1, minimum 80% efficiency per ISO 9906-1B; motor of reputed manufacturer, vertical solid shaft, IE3 efficiency class, 15 kW (20 HP, 1450 rpm), 4-pole, 3-phase, 50 Hz, 380/400 V, manufacturer to have in-house hydraulic and metallurgical testing facility, complete in all respects suitable for tubewell application. [including transportation and all overhead charges] | 1 | 37 | 4350150 | 160955550
214 | Providing installation, testing and commissioning of horizontal centrifugal pump having discharge capacity of 10 cusec against 30 ft - 35 ft head including pump, motor, bowl assembly, column set, pre-lubrication tank, foundation fixing and alignment, MCCB/control panel with all electrical cables and connections from transformer to pump including earthing and protection devices, complete suction piping inside the chamber (SS/MS/CI) and delivery piping up to the outlet basin (40–50 ft) of approved material (Fibre reinforced cement/upvc of suitable internal diameter size as approved by E-in-C) with all bends, flanges, gaskets, supports and accessories, and carrying out all works necessary for energizing, testing and full-load commissioning of the complete pump set in all respects.. Pump shall have min. 81% efficiency which should be verified according to ISO 9906-1B standard. Material of pump casing shall be Gray cast iron EN-GJL-250 having impeller in Stainless Steel grade 1.4408. Pump shall be coated internally with epoxy paint. Material of pump shall be verified according to material test certificate EN 10204-3.1. Motor shall be of reputed manufacturer having min. IE3 efficiency class. Rating of motor to be 37 KW (50HP, 950 rpm)/6 pole, 3 phase, 50 Hz, 380/400 Volts. Manufacturer shall have its own testing facility to verify pumps hydraulic performance testing. Manufacturer shall have its own material testing lab to verify metallurgical testing. [including transportation and all overhead charges] | 1 | 8 | 3886124 | 31088992
215 | Providing installation, testing and commissioning of horizontal centrifugal pump having discharge capacity of 10 cusec against 40 ft - 45 ft head including pump, motor, bowl assembly, column set, pre-lubrication tank, foundation fixing and alignment, MCCB/control panel with all electrical cables, accessories and connections from transformer to pump including earthing and protection devices, complete suction piping inside the chamber (SS/MS/CI) and delivery piping up to the outlet basin (40–50 ft) of approved material (Fibre reinforced cement/upvc of suitable internal diameter size as approved by E-in-C) with all bends, flanges, valves, gaskets, supports and accessories, and carrying out all works necessary for energizing, testing and full-load commissioning of the complete pump set in all respects.. Pump shall have min. 82% efficiency which should be verified according to ISO 9906-1B standard. Material of pump casing shall be Gray cast iron EN-GJL-250 having impeller in Stainless Steel grade 1.4408. Pump shall be coated internally with epoxy paint. Material of pump shall be verified according to material test certificate EN 10204-3.1. Motor shall be of reputed manufacturer having min. IE3 efficiency class. Rating of motor to be 45 KW (60HP, 950 rpm)/6 pole, 3 phase, 50 Hz, 380/400 Volts. Manufacturer shall have its own testing facility to verify pumps hydraulic performance testing. Manufacturer shall have its own material testing lab to verify metallurgical testing. [including transportation and all overhead charges] | 1 | 6 | 4140119 | 24840714
216 | Providing installation, testing and commissioning of horizontal centrifugal pump having discharge capacity of 20 cusec against 30 ft - 35 ft head including pump, motor, bowl assembly, column set, pre-lubrication tank, foundation fixing and alignment, MCCB/control panel with all electrical cables, accessories and connections from transformer to pump including earthing and protection devices, complete suction piping inside the chamber (SS/MS/CI) and delivery piping up to the outlet basin (40 -- 50 ft) of approved material (Fibre reinforced cement/upvc of suitable internal diameter size as approved by E-in-C) with all bends, flanges, valves, gaskets, supports and accessories, and carrying out all works necessary for energizing, testing and full-load commissioning of the complete pump set in all respects.. Pump shall have min. 83% efficiency which should be verified according to ISO 9906-1B standard. Material of pump casing shall be Gray cast iron EN-GJL-250 having impeller in Stainless Steel grade 1.4408. Pump shall be coated internally with epoxy paint. Material of pump shall be verified according to material test certificate EN 10204-3.1. Motor shall be of reputed manufacturer having min. IE3 efficiency class. Rating of motor to be 75 KW (100HP, 950 rpm)/8 pole, 3 phase, 50 Hz, 380/400 Volts. Manufacturer shall have its own testing facility to verify pumps hydraulic performance testing. Manufacturer shall have its own material testing lab to verify metallurgical testing. [including transportation and all overhead charges] | 1 | 1 | 8178639 | 8178639
217 | Providing installation, testing and commissioning of vertical tubular casing pump with ever cleaning blades having discharge capacity of 40 cusec against 16-25 ft head including pump, motor, bowl assembly, column set, pre-lubrication tank, foundation fixing and alignment, MCCB/control panel with all electrical cables, accessories and connections from transformer to pump including earthing and protection devices, complete suction piping inside the chamber (SS/MS/CI) and delivery piping up to the outlet basin (40–50 ft) of approved material (Fibre reinforced cement/upvc of suitable internal diameter size as approved by E-in-C) with all bends, flanges, valves, gaskets, supports and accessories, and carrying out all works necessary for energizing, testing and full-load commissioning of the complete pump set in all respects. . Pump shall have min. 84% efficiency which should be verified according to ISO 9906-1B standard. Material of pump casing shall be Gray cast iron JL-1040 having propeller (ever cleaning blades) in Stainless Steel grade 1.4408. Pump and column pipe shall be coated internally and externally with epoxy paint. Material of pump shall be verified according to material test certificate EN 10204-3.1. Motor shall be of reputed manufacturer having min. IE3 efficiency class. Vertical solid shaft. Rating of motor to be 110 KW (150HP, 450 rpm)/8 pole, 3 phase, 50 Hz, 380/400 Volts. . Manufacturer shall have its own testing facility to verify pumps hydraulic performance testing. Manufacturer shall have its own material testing lab to verify metallurgical testing. [including transportation and all overhead charges] | 1 | 8 | 13004544 | 104036352
218 | Providing, installation, testing and comissioning of 5 Ton and more capacity Gantry Craine, with girder bridge type arrangement, fitted with electric motor for its operation and mobility, electric wiring and fixing in position, complete in all rspect. | 1 | 4 | 1472223 | 5888892
219 | Providing, installation, testing and comissioning of 10 Ton and more capacity Gantry Craine, with girder bridge type arrangement, fitted with electric motor for its operation and mobility, electric wiring and fixing in position, complete in all rspect. | 1 | 1 | 1315342 | 1315342
220 | Direct Rotary / Reverse Rotary drilling of bore for tubewell in all type of soil except shingle gravel and rock. i). 15 " To 18" ( 500 to 650 mm) | 1 | 8140 | 864.05 | 7033367
221 | Collection of lithological samples with sieve analysis at every 5 ft. interval or change of lithology whichever is earlier. | 1 | 1628 | 80 | 130240
222 | Furnishing sample of water from bore hole. | Per Set of 2 bottles | 37 | 232.8 | 8613.6
223 | Providing, installations testing and commissioning of 16” dia fiberglass blind pump housing casing with 6mm wall thickness having quick lock mechanical key joints complete in all respect as per specification and approved by the Engineer. | 1 | 2590 | 5371 | 13910890
224 | Providing and installation of Fibre Glass reducer 16”x10” with wall thickness 5.5 mm. complete in all respect as per specification and approved by the Engineer. | 1 | 74 | 35582 | 2633068
225 | Providing and installing Fiberglass Reinforced Polypropelene (FRP) strainer of specifid wall thickness having slot size of 0.9 mm to 1.10 mm in Tubewell borehole i/c the cost of male/female coupling with Nylone Strip,studs complete in all respect as approved and directed by the Engineer Incharge vi) 10" inch dia (6.35 mm thickness | 1 | 4440 | 3866.45 | 17167038
226 | Proving and installation of fiberglass Blank blind casing pipe dia 10” with 5.5” wall thickness. complete in all respect as per specification and approved by the Engineer. | 1 | 740 | 3583 | 2651420
227 | Providing and installing Fiber glass Reinforced Polypropelene (FRP) bail plug of specified wall thickness having slot size of 0.9 mm to 1.10 mm in Tubewell bore hole i/c the cost of male / female coupling with Nylone Strip, studs complete in all respect as approved and directed by the Engineer Incharge.vi) 10"dia (6.35mm thickness) | 1 | 370 | 3735.5 | 1382135
228 | Providing and installation of centralizer complete in all respect as per specification and approved by the Engineer. | 1 | 148 | 1148 | 169904
229 | Shrouding with graded pea gravel 3/8" to 1/8" arround tubewell casing in the bore hole. | 1 | 6520.88 | 186.65 | 1217122.252
230 | Testing and Development of tubewell of size 6"(150 mm ) and above continusly. ii) Above 1.5 cs Discharge | 1 | 2664 | 3253.1 | 8666258.4
231 | Supply and erection of copper conducter cables for service connection (rate for cable only), PVC insulated, PVC sheathed 4 core , 600/1100 volt non armoured cable. (7/0.064") | 1 | 1850 | 924.05 | 1709492.5
232 | Excavation of trenches in all kinds of soil except cutting rock, for watersupply pipelines upto 5 ft. (1.5 m) depth from ground level, including trimming, dressing sides leveling the beds of trenches to correct grade and cutting pits for joints, etc. complete in all respects. | 1000 | 118400 | 11293.9 | 1337197.76
233 | Providing,laying,testing and commissioning μPVC (Unplasticized Poly vinyl Chloride Pressure pipe of nominal diameter, conforming to PS-3051/BS-3505, Dadex/ Popular/ Beta or approved equivalent manufacturer,i/c the cost of solvent and specials complete as approved and directed by the Engineer Incharge. a)Class-D 12 inch | 1 | 14800 | 3565 | 52762000
234 | Providing,laying,testing and commissioning μPVC (Unplasticized Poly vinyl Chloride Pressure pipe of nominal diameter, conforming to PS-3051/BS-3505, Dadex/ Popular/ Beta or approved equivalent manufacturer,i/c the cost of solvent and specials complete as approved and directed by the Engineer Incharge. a)Class-D 3 inch | 1 | 555 | 500.3 | 277666.5 |  |  |  | 111056413.012
235 | Providing installation, testing, and commissioning of a 22.5 kW Solar PV system capable of running a horizontal centrifugal pump with discharge 2 cusec against 70 ft head, pump minimum 81% efficiency, including Tier-1 Bloomberg-certified mono / bi-facial N-type solar panels (JINKO / LONGI / JA / Canadian / AKCome / TW / Trina, 700+ W/panel, 23.5% efficiency), solar pump inverter INVT suitably rated for system capacity, mounted on 12 ft high L2/L3/L4 galvanized steel structure (14 gauge) with complete mechanical and civil works, DC and AC cabling with XLPE/PVC insulated tin-coated copper wires, combiner boxes, AC & DC breakers, SPDs (A+ grade), all distribution/protection boxes (12"×18"×18" SWG or equivalent), PVC pipes, flexible pipes (1–1.5"), thimbles (O-type, U-type with shrouds), Rawl bolts, nuts and bolts, complete earthing system, lightning arrestor, all civil works, foundations, and supports, all electrical connections for net metering with meter, transportation of all materials from warehouse to site, testing, commissioning, and manufacturer-provided maintenance/after-sales service for up to 2 years, complete in all respects as directed by the Engineer-in-Charge. | 1 | 87 | 1950150 | 169663050
236 | GNSS (Topographical) Surveying instrument with Base, Rover, Controller complete in all respect | 1 | 1 | 1829000 | 1829000
237 | Providing and supplying a complete aerial topographic survey package consisting of a professional RTK-enabled survey drone, high-resolution photogrammetry camera, licensed processing software, additional 8 batteries with charging hub, Ground Control Point (GCP) sets/markers, High graded RTK base station kit with tripod and pole, and 5 TB rugged NVMe SSD storage, complete in all respects (Equivalent: DJI Matrice 350 RTK Drone, Zenmuse P1c etc) | 1 | 1 | 4250000 | 4250000
238 | Providing and supplying a Total Station with angle accuracy ≤5″, EDM reflectorless range ≥500 m, prism range ≥1500 m, distance accuracy ±(2 mm + 2 ppm), 30× telescope, dual-axis compensator, rechargeable batteries with charger, prism set with pole, tripod, data storage/USB/Bluetooth interface, carrying case, calibration certificate, and all accessories complete. | 1 | 1 | 1475000 | 1475000
239 | Providing and supplying an automatic self-leveling Auto-Level with minimum 32× magnification, ±2 mm/km accuracy, dual-axis compensator, tripod, 2.5 m leveling staff, carrying case, calibration certificate, and all accessories complete. | 1 | 4 | 129800 | 519200
240 | Providing and supplying a high-performance workstation laptop with Intel Core i9-14900HX / AMD Ryzen 9 7940HX or higher, 64GB DDR5 RAM, 2TB NVMe Gen-5 M.2 SSD, dedicated NVIDIA RTX 4080 (12GB) or higher GPU, Windows 11 Pro, full-size keyboard with numeric pad, complete with premium laptop bag, wireless headphones (Sennheiser/Beats/Sony/Anker or equivalent), USB 3.2 Gen-2 (10Gbps) flash drive, and Logitech MX Master 3S wireless mouse or equivalent, complete in all respects. | 1 | 2 | 850000 | 1700000
241 | Providing installation, testing, and commissioning of a 64 kW Solar PV system capable of operating a horizontal centrifugal pump with discharge 10 cusec against 40 - 45 ft head, pump minimum 82% efficiency verified as per ISO 9906-1B standard, including Tier-1 Bloomberg-certified mono/ bi-facial N-type solar panels (JINKO / LONGI / JA / Canadian / AKCome / TW / Trina, 700+ W/panel, 23.5% efficiency), solar pump inverter INVT suitably rated for system capacity, mounted on 12 ft high L2/L3/L4 galvanized steel structure (14 gauge) with complete mechanical and civil works, DC and AC cabling using XLPE/PVC insulated tin-coated copper wires, combiner boxes, AC & DC breakers, SPDs (A+ grade), all distribution/protection boxes (12"×18"×18" SWG or equivalent), PVC pipes, flexible pipes (1–1.5"), thimbles (O-type, U-type with shrouds), Rawl bolts, nuts and bolts, complete earthing system, lightning arrestor, all civil works, foundations, and supports, electrical connections for net metering with meter, transportation of all materials from warehouse to site, testing, commissioning, and manufacturer-provided maintenance/after-sales service for 2 years, complete in all respects as directed by the Engineer-in-Charge. | 1 | 6 | 5061387.5 | 30368325
242 | Providing installation, testing, and commissioning of a 53.5 kW Solar PV system capable of running a horizontal centrifugal pump with discharge 10 cusec against 30–35 ft head, pump minimum 81% efficiency, including Tier-1 Bloomberg-certified mono / bi-facial N-type solar panels (JINKO / LONGI / JA / Canadian / AKCome / TW / Trina, 700+ W/panel, 23.5% efficiency), solar pump inverter INVT suitably rated for system capacity, mounted on 12 ft high L2/L3/L4 galvanized steel structure (14 gauge) with complete mechanical and civil works, DC and AC cabling with XLPE/PVC insulated tin-coated copper wires (DC 1-core 6 mm, AC 4-core 6 mm, 25 mm PVC/XLPE), combiner boxes, AC & DC breakers, SPDs (A+ grade), all distribution/protection boxes (12"×18"×18" SWG or equivalent), PVC pipes, flexible pipes (1–1.5"), thimbles (O-type, U-type with shrouds), Rawl bolts, nuts and bolts, complete earthing system, lightning arrestor, all civil works, foundations, supports, electrical connections for net metering with meter, transportation of all materials from warehouse to site, testing, commissioning, and manufacturer-provided maintenance/after-sales service for 2 years, complete in all respects as directed by the Engineer-in-Charge. | 1 | 7 | 4116450 | 28815150
243 | Providing installation, testing, and commissioning of a 107 kW Solar PV system for a horizontal centrifugal pump with discharge 20 cusec against 30 - 35 ft head, pump minimum 83% efficiency, including Tier-1 Bloomberg-certified mono/ bi-facial N-type solar panels (JINKO / LONGI / JA / Canadian / AKCome / TW / Trina, 700+ W/panel, 23.5% efficiency), solar pump inverter INVT suitably rated for system capacity, mounted on 12 ft high L2/L3/L4 galvanized steel structure (14 gauge) with complete mechanical and civil works, DC and AC cabling with XLPE/PVC insulated tin-coated copper wires (DC 1-core 6 mm, AC 4-core 6 mm, 25 mm PVC/XLPE), combiner boxes, AC & DC breakers, SPDs (A+ grade), all distribution/protection boxes (12"×18"×18" SWG or equivalent), PVC pipes, flexible pipes (1–1.5"), thimbles (O-type, U-type with shrouds), Rawl bolts, nuts and bolts, complete earthing system, lightning arrestor, all civil works, foundations, and supports, all electrical connections for net metering with meter, transportation of all materials from warehouse to site, testing, commissioning, and manufacturer-provided maintenance/after-sales service for up to 2 years, complete in all respects as directed by the Engineer-in-Charge. | 1 | 1 | 8787425 | 8787425
244 | Surface water Monitoring for Construction Phase | Lump Sump | 0 |  | 1300000
245 | Groundwater Monitoring for Construction Phase | Lump Sump | 0 |  | 700000
246 | Ambient Air Quality Monitoring for Construction Phase | Lump Sump | 0 |  | 500000
247 | Surface water MonitoringFor Operational Phase | Lump Sump | 0 |  | 500000
248 | Groundwater Monitoring For Operational Phase | Lump Sump | 0 |  | 500000
249 | Drinking Water Monitoring for Drinking Water & Groundwater Monitoring near disposal Pit | Lump Sump | 0 |  | 250000
250 | Groundwater Monitoring for Drinking Water & Groundwater Monitoring near disposal Pit | Lump Sump | 0 |  | 250000
251 | Training Session | Lump Sump | 5 | 100000 | 500000
252 | Emergency Plan | Lump Sump | 1 |  | 1500000
253 | Environmental Audit Cost | Lump Sump | 3 | 500000 | 1500000
254 | Site Visits by Regulatory Authorities | Lump Sump | 1 |  | 500000
255 | Sign Board for traffic management cost | Lump Sump | 1 |  | 125000
256 | Barricading Fence along Access Roads for traffic management cost | Lump Sump | 1 |  | 100000 | [10 empty] | 0
257 | Temporary Speed Breakers for traffic management cost | Lump Sump | 1 |  | 100000 | [8 empty] | 187601.82 | 40000 | 227601.82
258 | Controlling Dust Pollution for traffic management cost | Lump Sump | 1 |  | 175000 | [8 empty] | 101544.2 | 40000 | 141544.2
259 | Relocation of amenities and localized widening of road and barrier for traffic management cost | Lump Sump | 1 |  | 500000 |  |  |  | 9000000 |  |  |  |  | 134924 | 40000 | 174924
Total Cost (PKR) | [13 empty] | 207719.6 | 40000 | 247719.6
[14 empty] | 274993.6 | 156780 | 431773.6
|  |  |  | Total | 2262037920.5903 | [8 empty] | 141014 | 40000 | 181014
[14 empty] | 301093.6 | 156780 | 457873.6
|  |  |  | Required | 2279229198.29 | [8 empty] | 143304 | 40000 | 183304
[14 empty] | 1426668.4 | 156780 | 1583448.4
|  |  |  | Diffrance | -17191277.6997 |  |  |  | 16069459 | [6 empty] | 3629203.22
4726644
[5 empty] | 6363.3003 |  |  |  | 11342815 | 2000000
[9 empty] | 3629203 | 225000
623
[9 empty] | 14972641 |  |  | 0

## BOQ with Rates (5) (hidden)
MITIGATION OF WATERLOGGING IN DISTRICT RAHIMYAR KHAN
BOQ
Sr. No | Item | Unit | 2-L Manthar Drain | 3-L Manthar Drain | 4-L Manthar Drain | Pattan Minara Drain | Manthar Drain | Khanpur Drain | D-1 Drain | D-1 Sub Drain | D-2 Drain | D-3 Drain | 1-L of D-1 Drain | Jarewala Drain | New 1-L / Jarewala | Existing 1-L / Jarewala Drain | Link Channels of Jarewala | New 1-L / Jarewala | Add QTY | Total QTY | Rate | Amount (PKR)
1 | Earthwork
1 | Earth Work in excavation of drains, irrigation channels through excavator/ drag lines in all kind of soil and conditions (dry, wet slush, daldal and under water ) including its disposal and preperation of working pad for operation of machinary. (rates includes 100ft lead) | 1000 | 616487.5 | 590424.88 | 203524.5 | 2110200 | 15023937.5 | 10154747.5 | 19380715.75 | 4710315 | 2187776.7 | 1671902.14 | 307260.39 | 4234073.1 | 3676695 | 15402.5 | 4410982.06 |  |  | 69294444.52 | 4640.7 | 321574728.684
2 | Dressing and levelling of earthwork to designed section etc complete in ii) ordinary or hard soil soil | 1000 | 174315 | 112011.005 | 262075.5 | 680530 | 2113837.5 | 4167935 | 5396103.75 | 2201861.25 | 1607647.35 | 1638852.06 | 392780.145 | 1712983.98 | 4402362.5 | 51770 | 1949662.13 |  |  | 26864727.17 | 940.9 | 25277021.7943
3 | Transportation of earth all types when the total distance, including the lead covered in the item of work , is more than 1000 ft. | [18 empty] | 0 | 0 | 0
| a) 500 ft | 1000 | 20640 | 4055.67 | 3727.5 | 8217.5 | 12747.5 | 100405 | 10945.75 | 17267.5 | 1752.5 | 10467.5 |  | 70005 | 137177.5 | 1360 | 147378.58 |  |  | 546147.5 | 1073.2 | 586125.497
| b) 750 ft | 1000 |  | 4805 | 5270 |  |  | 9912.5 |  |  | 16955 | 23965 |  | 29937.5 | 898790 |  |  |  |  | 989635 | 1743.95 | 1725873.9582
| b) 1000 ft | 1000 | 2970 |  |  |  | 5975 | 24562.5 |  |  |  | 5747.5 | 11732.79 |  |  |  | 224897.5 |  |  | 275885.29 | 2414.7 | 666180.2098
| c) 1250 ft | 1000 | 8792.5 | 20505 |  |  |  | 33180 | [11 empty] | 62477.5 | 6677.8 | 417212.2495
| d) 1500 ft | 1000 | 1215 |  |  |  |  | 79555 | [8 empty] | 468525 |  |  | 549295 | 6751.2 | 3708400.404
| b) 1750 ft | 1000 |  |  |  | 58687.5 | [8 empty] | 496885 |  |  |  |  | 555572.5 | 6751.2 | 3750781.062
| e) 2000 ft | 1000 | 18740 | [16 empty] | 18740 | 6824.6 | 127893.004
| f) 2500 ft | 1000 | [5 empty] | 53390 | [11 empty] | 53390 | 6971.4 | 372203.046
| c) 2750 ft | 1000 |  |  |  | 75040 | [13 empty] | 75040 | 6971.4 | 523133.856
| d) 3000 ft | 1000 |  | 1237.5 | [6 empty] | 97028.25 | [8 empty] | 98265.75 | 7044.8 | 692262.5556
| g) 3750 ft | 1000 | [5 empty] | 187560 | [11 empty] | 187560 | 7191.6 | 1348856.496
| f) 4250 ft | 1000 | 54772.5 | [16 empty] | 54772.5 | 7338.4 | 401942.514
| e) 4500 ft | 1000 |  | 15772.5 | 109947.5 | [14 empty] | 125720 | 7411.8 | 931811.496
| d) 5500 ft | 1000 |  |  | 70367.5 | [14 empty] | 70367.5 | 7558.6 | 531879.7855
| f) 6750 ft | 1000 |  | 4869.33 | [15 empty] | 4869.33 | 7934.1 | 38633.7512
4 | Borrowpit excavation undressed lead upto 100 ft (30 metre) in a) ordinary soil with | 1000 | [17 empty] | 0 | 0 | 0
| 250 ft | 1000 | [14 empty] | 140702.285 |  |  | 140702.285 | 10936.05 | 1538727.2239
| a) 500 ft | 1000 |  |  | 60633 | [9 empty] | 1780642.5 | 45770 |  |  |  | 1887045.5 | 11606.8 | 21902559.7094
| a) 1000 ft | 1000 | [10 empty] | 97969.465 | [6 empty] | 97969.465 | 12948.3 | 1268538.0237
| a) 1 mile | 1000 | [9 empty] | 159193.8 | [7 empty] | 159193.8 | 18092.2 | 2880166.0684
5 | Rehandling of earthwork lead upto 50ft (35% of excess cutting) | 1000 | [14 empty] | 910707.7752 |  |  | 910707.7752 | 5266.8 | 4796515.7107
6 | Providing and erection at site of work:- iii) R.C.C. boundary pillar. (Complete in all respect including transportation, Cement concrete foundation, fixing, painting and lettering etc) | 1 | [6 empty] | 390 | 130 | 104 | 130 | 30 | 260 | 170 | 40 |  |  |  | 1254 | 1326.2 | 1663054.8
7 | Making boundary or service roads, including dag-belling, leveling and dressing:ii) in ploughed land: a) from 10.0 ft. to 20.0 ft. (3 to 6 m) wide | 1 | 410 | 255 | 215 | 95 | 720 | 45 | [11 empty] | 1740 | 1935.4 | 3367596
8 | Jungle clearance and removing within 100 ft. light | 1000 | 315680 | 180070 | 177000 | 460000 | 2800000 | 1680000 | [5 empty] | 1272300 | [5 empty] | 6885050 | 376.2 | 2590155.81
9 | Providing and fixing Enamelled steel plate gauge 4" wide 1/4" thick (including painting and lettering) 10 ft length | 1 | [11 empty] | 5 | [5 empty] | 5 | 14630 | 73150
2 | Data Board
1 | Excavation in foundation of building bridges and other structures including dagbelling, dressing, refilling around structure with excavated earth, watering and ramming lead upto one chain and lift upto 5 ft. in ordinary soil | 1000 | 98 | 98 | 98 | 98 | 98 | 98 | 98 | 98 | 98 | 98 | 98 | 98 | 98 | 49 | 294 |  |  | 1617 | 15824.15 | 25587.6506
2 | Cement concrete plain including, placing, compacting, finishing and curing complete (including screening and washing of stones aggregate) | 100 | [17 empty] | 0 | 0 | 0
| a) Nominal mix ratio 1:4:8 | 100 | 24.5 | 24.5 | 24.5 | 24.5 | 24.5 | 24.5 | 24.5 | 24.5 | 24.5 | 24.5 | 24.5 | 24.5 | 24.5 | 12.25 | 73.5 |  |  | 404.25 | 34694.3 | 140251.7078
3 | Pacca brick work in foundation and plinth in cement sand mortar ratio 1:6. | 100 | 97.5 | 97.5 | 97.5 | 97.5 | 97.5 | 97.5 | 97.5 | 97.5 | 97.5 | 97.5 | 97.5 | 97.5 | 97.5 | 48.75 | 292.5 |  |  | 1608.75 | 32675.95 | 525674.3456
4 | Providing and laying damp proof course of cement 1:2:4 (using cement, sand and shingle), including bitumen coating with with 2 coats of bitumen: 1½" thick (40 mm). | 100 | 39 | 39 | 39 | 39 | 39 | 39 | 39 | 39 | 39 | 39 | 39 | 39 | 39 | 19.5 | 117 |  |  | 643.5 | 11851.7 | 76265.6895
5 | Pacca brick work other than building upto 10 ft. height in cement sand mortor ratio 1:3 | 100 | 81.7031 | 81.7031 | 81.7031 | 81.7031 | 81.7031 | 81.7031 | 81.7031 | 81.7031 | 81.7031 | 81.7031 | 81.7031 | 81.7031 | 81.7031 | 40.8516 | 245.1094 |  |  | 1348.1016 | 37620.6 | 507163.8964
6 | Cement plaster 1:4 upto 20 ft. height, 3/8" thick | 100 | 230.65 | 230.65 | 230.65 | 230.65 | 230.65 | 230.65 | 230.65 | 230.65 | 230.65 | 230.65 | 230.65 | 230.65 | 230.65 | 115.325 | 691.95 |  |  | 3805.725 | 4334.75 | 164968.6644
7 | Providing and applying weather shield paint of approved quality on external surface of building including preparation of surface, application of primer complete in all respect white. | 100 | 230.65 | 230.65 | 230.65 | 230.65 | 230.65 | 230.65 | 230.65 | 230.65 | 230.65 | 230.65 | 230.65 | 230.65 | 230.65 | 115.325 | 691.95 |  |  | 3805.725 | 7379.1 | 280828.2535
8 | Writing letter or figures per letter per inch height | 1 | 500 | 500 | 500 | 500 | 500 | 500 | 500 | 500 | 500 | 500 | 500 | 500 | 500 | 250 | 1500 |  |  | 8250 | 30.5 | 251625
9 | Carriage of 100 Cf t. (2.83 cu.m) of all materials like stone aggregate, spawl, kankar lime (unslaked), surkhi , etc. or 150 Cf t. (4.25 cu.m) timber, by truck or by any othermeans owned by the contractor from Sakhi Sarwar Quarry to site 275 Km including first 11KM hilly area. | [18 empty] | 0
| DPC | 100 | 4.29 | 4.29 | 4.29 | 4.29 | 4.29 | 4.29 | 4.29 | 4.29 | 4.29 | 4.29 | 4.29 | 4.29 | 4.29 | 2.145 | 12.87 |  |  | 70.785 | 14042.6 | 9940.0544
3 | RD Marks
1 | Precast reinfoced cement concrete type "C" 1:2:4. | 1 | 55.04 | 30.96 | 30.96 | 39.56 | 242.52 | 146.2 | 67.08 | 22.36 | 22.36 | 22.36 | 5.16 | 44.72 | 29.24 | 6.88 | 20.64 |  |  | 786.04 | 546.95 | 429924.578
2 | Fabrication of mild steel reinforcement for cement concrete including cutting bending laying in position etc. complete in all respect. (deformed bars) Grade 40 | 100 | 125.76 | 70.74 | 70.74 | 90.39 | 554.13 | 334.05 | 153.27 | 51.09 | 51.09 | 51.09 | 11.79 | 102.18 | 66.81 | 15.72 | 47.16 |  |  | 1796.01 | 30006.1 | 538912.5566
3 | Carriage of consignment job upto 5 KMs Average | 1 | 32 | 18 | 18 | 23 | 141 | 85 | 39 | 13 | 13 | 13 | 3 | 26 | 17 | 4 | 12 |  |  | 457 | 115.4 | 52737.8
4 | Placing boundary pillars in position, including digging pits. | 1 | 32 | 18 | 18 | 23 | 141 | 85 | 39 | 13 | 13 | 13 | 3 | 26 | 17 | 4 | 12 |  |  | 457 | 141.9 | 64848.3
5 | Preparing surface and painting with emulation paint 3 coat. | 100 | 112 | 63 | 63 | 80.5 | 493.5 | 297.5 | 136.5 | 45.5 | 45.5 | 45.5 | 10.5 | 91 | 59.5 | 14 | 42 |  |  | 1599.5 | 4307.55 | 68899.2622
6 | Writing letter or firgures per letter per inch height (three figure each side). | 1 | 320 | 180 | 180 | 230 | 1410 | 850 | 390 | 130 | 130 | 130 | 30 | 260 | 170 | 40 | 120 |  |  | 4570 | 30.5 | 139385
7 | Carriage of 100 Cf t. (2.83 cu.m) of all materials like stone aggregate, spawl, kankar lime (unslaked), surkhi , etc. or 150 Cf t. (4.25 cu.m) timber, by truck or by any othermeans owned by the contractor from Sakhi Sarwar Quarry to site 275 Km including first 11KM hilly area. | [18 empty] | 0
ii | PCC 1:2:4 | 100 | 48.4352 | 27.2448 | 27.2448 | 34.8128 | 213.4176 | 128.656 | 59.0304 | 19.6768 | 19.6768 | 19.6768 | 4.5408 | 39.3536 | 25.7312 | 6.0544 | 18.1632 |  |  | 691.7152 | 14042.6 | 97134.7987
4 | Road Barier.
1 | Earthwork excavation undressed lead upto a single throw of Kassi, phaorah or shovel: In ordinary soil. | 1000 | [11 empty] | 245 | [5 empty] | 245 | 546.95 | 134.0027
2 | Cement concrete plain including placing, compacting, finishing and curing complete (including screening and washing of stone aggregate) Ratio 1: 2: 4 | 100 | [11 empty] | 367.5 | [5 empty] | 367.5 | 30006.1 | 110272.4175
3 | Providing, laying, cutting, jointing, testing and disinfecting G.I. pipeline in trenches, with socket joints, using G.I. pipes of B.S.S. 1387-1967 complete in all respects, with specials and valves. i) 4" i/d (100 mm) 3.65mm thick | 1 | [11 empty] | 560 | [5 empty] | 560 | 115.4 | 64624
4 | Carriage of 100 Cft of all material like stone aggregate, spawl, kankar, lime (unsoaked) surkhi etc by truck or by any other means owned by the contractor, lead 300Km.(From Sakhi Sarwar) | 100 | [11 empty] | 323.4 | [5 empty] | 323.4 | 141.9 | 458.9046
5 | Culverts / Bridges
1 | Dismantling brick work in lime or cement mortar | 100 | [11 empty] | 1019.8175 |  | 803.25 |  |  |  | 1823.0675 | 2633.4 | 48008.6595
2 | Dismantling and removing road pavement, etc.,including screening and stacking of byproducts upto one chain lead (30 metre). | 100 | [11 empty] | 1155 | [5 empty] | 1155 | 4017.8 | 46405.59
3 | Dismantling cement concrete reinforced, separating reinforcement from concrete, cleaning and straightening the same. | 100 | 307 |  |  | 384 | 11823.77 | [6 empty] | 825.5 | [5 empty] | 13340.27 | 27086.4 | 3613398.8933
4 | Earthwork in excavation of drains in irrigation channels through excavater / draglines in all kind of soil and conditions | 1000 | [11 empty] | 35774.04 |  | 8700 |  |  |  | 44474.04 | 4640.7 | 206390.6774
5 | Excavation in foundation of building, bridges and other structures, including dagbelling, dressing, refilling around structure with excavated earth, watering and ramming lead up to one chain and lift upto 5 ft. In ordinary soil (above 5 ft depth) | 1000 | 6406.12 |  |  |  | 3265.6 |  | 91276.02 | 36435.2 | 29517.98 | 21204.3273 | 11161.16 | 5932.14 | 42881.7 | 6543.01 |  |  |  | 254623.2573 | 12735.6 | 3242779.9556
6 | Cement concrete plain including, placing, compacting, finishing and curing complete (including screening and washing of stones aggregate) | [18 empty] | 0
| a) Nominal mix ratio 1:4:8 | 100 | 361 |  |  |  | 205.5 |  | 1441.5 | 510 | 768 | 564.5 | 252 | 689.56 | 717.78 | 435.94 |  |  |  | 5945.78 | 34694.3 | 2062846.7505
| b) Nominal mix ratio 1:2:4 | 100 | 157.9 | 136.8 |  | 966.72 | 2414.07 | 976.25 | [6 empty] | 200.62 |  |  |  |  | 4852.36 | 47135.9 | 2287203.5572
7 | Providing and fabrication of mild steel reinforcement for cement concrete, including cutting , bending, laying in position, making joints and fastening, including cost of binding wire and labour charges for binding of steel reinforcement(also includes removal of rust from bars). Deformed Bars (Grade 60) | 100 | 13993.24 |  |  | 2080 | 65893.96 |  | 71071.98 | 26990.4 | 29348.94 | 22179.1235 | 10673.28 | 33901.4997 | 27833.9741 | 20607.3891 |  |  |  | 324573.7865 | 30376.9 | 98595454.5473
8 | Providing and laying reinforced cement concrete (including prestressed concrete), using Sulphate resisting cement; coarse sand and screened graded and washed aggregate, in required shape and design, including forms, moulds, shuttering, lifting, compacting, curing, rendering and finishing exposed surface, complete 2) Plastering done under soffit of R.C.C. (but excluding the cost of steel reinforcement, its fabrication and placing in position etc.) | [18 empty] | 0
a) | Reinforced cement concrete in roof slab, beams, columns lintels, girders and other structural members laid in situ or precast laid in position, or prestressed members cast in situ, complete in all respects. Type B (nominal mix 1:1.5:3) | 1 | 3056.12 |  |  | 520 | 14816.27 |  | 17924.66 | 6956.8 | 6710.98 | 5135.0412 | 2549.76 | 7356.22 | 5287.91 | 4517.97 |  |  |  | 74831.7312 | 817.55 | 61178681.8233
b) | Reinforcement cement concrete in slab of rafts/strip foundation, base slab of column and retaining walls, etc and other structural members not requiring form work(i.e horizontal shuttering) complete in all respect: Type B (Nominal Mix 1:1.5:3 ) | 1 | 1444 |  |  | . | 720 |  | 5766 | 2040 | 3072 | 2258 | 1008 | 3429.92 | 3478.2 | 1972.18 |  |  |  | 25188.3 | 670.5 | 16888755.15
9 | Providing and embedding 10"(250mm) wide PVC water stopper in expansion joints of RCC structures (Retaining walls, water tanks, Slabs) complete in all respect. 10mm thick | 1 | [11 empty] | 51.34 | [5 empty] | 51.34 | 809.4 | 41554.596
10 | Bitumen coating to plastered or cement concrete surface. 14 lbs per 100 Sft (6.35 Kg. per Sq.m) | 100 | 2739.76 |  |  |  | 944 |  | 16855.64 | 7707.6 | 6537.28 | 4909.2812 | 2884.8 | 3165.0432 | 2449.6024 | 2183.812 |  |  |  | 50376.8188 | 1645.1 | 828749.0457
11 | Providing, laying, cutting, jointing, testing and disinfecting PVC/ uPVC pipe line with `B' Class working pressure complete in all respects:- 4" i/d (100 mm) | 1 | [11 empty] | 6 | 12 | 6 |  |  |  | 24 | 514.9 | 12357.6
12 | Providing and fixing 4" dia P.V.C pipe. | 1 | 12 |  |  | 6 | 30 | [12 empty] | 48 | 378.75 | 18180
13 | Supply and erection PVC pipe for recessed wiring (main and sub-main) purpose, including bends, specials, etc. in floor, wall or trenches:- 80mm dia (3 inch) | 1 | 13.5 |  |  |  | 6 |  | 60 | 22.5 | 31.5 | 22.5 | 13.5 | [6 empty] | 169.5 | 303.8 | 51494.1
14 | Providing and laying R.C.C. pipe sewers, moulded with cement concrete 4000 psi conforming to Specification C-76-20, Class II. Wall B, including carriage of pipe from factory to site of work, lowering in trenches to correct alignment and grade, jointing with rubber ring,cutting pipes where necessary, testing, etc., complete. 24 inch internal dia | 1 | 96 |  |  | 48 | 368 | [6 empty] | 112 | [5 empty] | 624 | 2150.35 | 1341818.4
15 | Providing and laying sub-base course of stone productof approved quality and grade, including placing, mixing, spreading and compaction of sub-base material torequired depth, camber, grade to achieve 100% maximum modified AASHTO dry density, including carriage of all material to site of work except gravel and. aggregate. Crushed stone aggregate. | 100 | 480 | [5 empty] | 480 | 180 | 300 | 350 |  | 825 | [5 empty] | 2615 | 10003.5 | 261591.525
16 | Providing and laying base course of crushed stone aggregate of approved quality and grade, and supply and spreading of stone screening, including placing, mixing,spreading and compaction of base course material to required depth, camber and grade to achieve 100% maximum modified AASHTO dry density, including carriage of all materials to site of work except gravel and. aggregate. | 100 | 480 | [5 empty] | 480 | 180 | 300 | 350 |  | 825 | [5 empty] | 2615 | 13527.4 | 353741.51
17 | Providing and laying road edging of 3" (75 mm) wide and 9" (225 mm) deep brick on end, complete in all respects | 1 | 120 | [5 empty] | 160 | 60 | 60 | 100 |  | 200 | [5 empty] | 700 | 64.2 | 44940
18 | Providing surface treatment of roads,including supply of bitumen and bajri/crushed stone aggregate of approved quality,including cleaning of road urface,heating,spraying bitumen,spreading bajri and rollingetc.complete including carriageof all material stosite of work excep tbajjri/crushed stone aggregate for which supply with in miles (5.0km) is included in the rate. | [18 empty] | 0
a | 1st coat 35 lbs. bitumen, and 4 Cft. bajri of nominal size 1" (25 mm) per 100 sq. feet or 1.72 Kg bitumen and 0.017 cu.metre bajri per square metre.. | 100 | 960 | [5 empty] | 960 | 360 | 600 | 700 |  | 1650 | [5 empty] | 5230 | 4549.95 | 237962.385
b | 2nd coat 18 lbs. bitumen, and 2 Cft. bajri of nominal size ½" (13 mm) per %sft or 1.23 Kg bitumen and 0.008 cu. metre bajri per sq.metre. | 100 | 960 | [5 empty] | 960 | 360 | 600 | 700 |  | 1650 | [5 empty] | 5230 | 2639.45 | 138043.235
c | 3rd coat 14 lbs. bitumen, and 1.5 Cft. bajri of nominal size ¼" (6 mm) per %sft or 0.69 Kg bitumen and 0.005 cubic metre bajjri per sq.metre. | 100 | 960 | [5 empty] | 960 | 360 | 600 | 700 |  | 1650 | [5 empty] | 5230 | 1960.75 | 102547.225
19 | Dismantling and removing road pavement, etc.,including screening and stacking of byproducts upto one chain lead (30 metre). | 100 | 960 | [5 empty] | 960 | 360 | 600 | 600 | [7 empty] | 3480 | 4017.8 | 139819.44
20 | Borrow pit excavation undressed lead up to 100 ft in ordinary soil. | 1000 | 10190 |  |  | 8490 | 35745 |  | 9600 | 3200 | 4000 | 6400 |  | 45540 | [5 empty] | 123165 | 10533.6 | 1297370.844
21 | Rehandling of earthwork:Upto a lead of 50 ft. (15 m). | 1000 | 6480 |  |  |  | 5400 |  | 54240 | 20960 | 30880 | 24812.8 | 11520 | 45540 | [5 empty] | 199832.8 | 5266.8 | 1052479.391
22 | Carriage of 100 Cf t. (2.83 cu.m) of all materials like stone aggregate, spawl, kankar lime (unslaked), surkhi , etc. or 150 Cf t. (4.25 cu.m) timber, by truck or by any othermeans owned by the contractor from Sakhi Sarwar Quarry to site 275 Km including first 11KM hilly area. | [18 empty] | 0
i | PCC 1:4:8 | 100 | 346.56 |  |  |  | 126.72 |  | 1383.84 | 489.6 | 737.28 | 541.92 | 241.92 | 151.68 | [5 empty] | 4019.52 | 14042.6 | 564445.1155
ii | RCC 1:1.5:3 | 100 | 3360.2016 |  |  |  | 1344.84 |  | 19900.1544 | 7557.312 | 8217.7032 | 6210.1546 | 2988.5184 | 1661.15 | [5 empty] | 51240.0342 | 14042.6 | 7195433.0409
iii | Base | 100 | 585.6 | [5 empty] | 585.6 | 219.6 | 366 | 427 | [7 empty] | 2183.8 | 14042.6 | 306662.2988
iii | T.S.T | 100 | 72 | [5 empty] | 72 | 27 | 45 | 52.5 | [7 empty] | 268.5 | 14042.6 | 37704.381
23 | Cement plaster 1:3 upto 20' (6.00 m) height 1/2" (13 mm) thick. | 100 | 694.5 | 848 |  | 3936 | 5976 | 4140 | [11 empty] | 15594.5 | 4850.4 | 756395.628
24 | Providing and laying sub base course. | 100 |  |  |  |  | 2100 | [12 empty] | 2100 | 10003.5 | 210073.5
25 | Providing and laying base course. | 100 |  |  |  |  | 2100 | [12 empty] | 2100 | 13527.4 | 284075.4
26 | Providing surface treatment to roads, including supply of bitumen and bujri /crushed stone aggregate of approved quality, including cleaning of road surface, heating and spraying bitumen, spreading bajri and rolling with road roller (including its operation cost, fuel and hire charges, etc.) etc. complete including carriage of all materials to site of work except bajjri/crushed stone aggregate. | 100 |  |  |  |  | 2800 | [12 empty] | 2800 | 4549.95 | 127398.6
27 | Providing and fixing Neoprene bearing pad with laminated steel plate top and bottom. Size (14" x 9" x 1.75") | Cu. Inch |  |  |  |  | 304.64 | [12 empty] | 304.64 | 72 | 21934.08
28 | Plain wood work for regulation karries or needles, etc. including sawing, planning, wroughting wood and providing and fixing steel parts of karries i.e. end strip and rods, etc. b) Shisham wood | 1 | [11 empty] | 59.4 |  | 143.55 |  |  |  | 202.95 | 17752.2 | 3602808.99
29 | Credit old material - steel | 1 | -82 |  |  | -768 | -23647.54 | [6 empty] | -2476.5 | [5 empty] | -26974.04 | 170 | -4585586.8 |  |  |  |  | 6022052.7348
30 | Credit old material - brick batts | 100 | [11 empty] | -1019.82 |  | -803.25 |  |  |  | -1823.07 | 4100 | -74745.87 | 202539173.2652 | 208561226 | 6022052.7348 |  | 963176.9587
6 | Water Course
1 | Excavation in foundation of building, bridges and other structures, including dagbelling, dressing, refilling around structure with excavated earth, watering and ramming lead up to one chain and lift upto 5 ft. In ordinary soil (above 5 ft depth) | 1000 | 1867.645 |  |  | 1417.9529 |  |  | 17227.9705 | 6436.0504 | 12395.4103 | 15395.3007 | 1949.3305 | [6 empty] | 56689.6603 | 12735.6 | 721976.8377 | 109345722.8817 | 109345724
2 | Extra for slush or Daldal including dewatering. | 1000 | 1867.645 |  |  | 1417.9529 |  |  | 17227.9705 | 6436.0504 | 12395.4103 | 15395.3007 | 1949.3305 | [6 empty] | 56689.6603 | 12038.4 | 682452.8066
3 | Cement concrete plain including, placing, compacting, finishing and curing complete (including screening and washing of stones aggregate) | [18 empty] | 0
a) | Nominal mix ratio 1:4:8 | 100 | 257.195 |  |  | 140.1025 |  |  | 1464.4275 | 529.73 | 1410.7375 | 1785.025 | 458.7825 | [6 empty] | 6046 | 34694.3 | 2097617.378
b) | Nominal mix ratio 1:2:4 | 100 | 34 |  |  | 17 |  |  | 187 | 68 | 187 | 238 | 68 | [6 empty] | 799 | 47135.9 | 376615.841
4 | Providing and fabrication of mild steel reinforcement for cement concrete, including cutting , bending, laying in position, making joints and fastening, including cost of binding wire and labour charges for binding of steel reinforcement(also includes removal of rust from bars). Deformed Bars (Grade 60) | 100 | 6108.9828 |  |  | 4515.8106 |  |  | 44509.4031 | 16212.1014 | 35906.2362 | 45010.3261 | 9117.4862 | [6 empty] | 161380.3464 | 30376.9 | 49022346.4456
5 | Providing and laying reinforced cement concrete (including prestressed concrete), using Sulphate resisting cement; coarse sand and screened graded and washed aggregate, in required shape and design, including forms, moulds, shuttering, lifting, compacting, curing, rendering and finishing exposed surface, complete 2) Plastering done under soffit of R.C.C. (but excluding the cost of steel reinforcement, its fabrication and placing in position etc.) | [18 empty] | 0
a) | Reinforced cement concrete in roof slab, beams, columns lintels, girders and other structural members laid in situ or precast laid in position, or prestressed members cast in situ, complete in all respects. Type B (nominal mix 1:1.5:3) | 1 | 1266.9126 |  |  | 1063.0377 |  |  | 10355.4102 | 3788.5038 | 7756.1379 | 9694.237 | 1761.1121 | [6 empty] | 35685.3513 | 817.55 | 29174558.9553
b) | Reinforcement cement concrete in slab of rafts/strip foundation, base slab of column and retaining walls, etc and other structural members not requiring form work(i.e horizontal shuttering) complete in all respect: Type B (Nominal Mix 1:1.5:3 ) | 1 | 769.415 |  |  | 442.2325 |  |  | 4481.0575 | 1615.53 | 4212.6075 | 5309.205 | 1278.05 | [6 empty] | 18108.0975 | 670.5 | 12141479.3738
6 | Bitumen coating to plastered or cement concrete surface. 14 lbs per 100 Sft (6.35 Kg. per Sq.m) | 100 | 751.275 |  |  | 551.0106 |  |  | 6197.877 | 2288.8656 | 4687.7292 | 5822.7498 | 986.2398 | [6 empty] | 21285.747 | 1645.1 | 350171.8239
7 | Pacca brick work other than buildings upto 10 feet height. Cement sand mortar ratio 1:4 | 100 | 80 |  |  | 40 |  |  | 440 | 160 | 440 | 560 | 160 | [6 empty] | 1880 | 35727 | 671667.6
8 | Providing and embedding 10"(250mm) wide PVC water stopper in expansion joints of RCC structures (Retaining walls, water tanks, Slabs) complete in all respect. 10mm thick | 1 | 189.5 |  |  | 180.2 |  |  | 1425.38 | 518 | 1098.74 | 1373.78 | 213.58 | [6 empty] | 4999.18 | 809.4 | 4046336.292
9 | Providing and placing poly sulphide joint sealent 1" wide and 1" deep. | 1 | 70 |  |  | 50 |  |  | 450 | 160 | 380 | 470 | 90 | [6 empty] | 1670 | 1381 | 2306270
10 | Rehandling of earthwork:Upto a lead of 50 ft. (15 m). | 1000 | 4000 |  |  | 2000 |  |  | 22000 | 8000 | 22000 | 28000 | 8000 | [6 empty] | 94000 | 5266.8 | 495079.2
11 | Carriage of 100 Cf t. (2.83 cu.m) of all materials like stone aggregate, spawl, kankar lime (unslaked), surkhi , etc. or 150 Cf t. (4.25 cu.m) timber, by truck or by any othermeans owned by the contractor from Sakhi Sarwar Quarry to site 275 Km including first 11KM hilly area. | [18 empty] | 0
i | PCC 1:4:8 | 100 | 246.9072 |  |  | 134.4984 |  |  | 1405.8504 | 508.5408 | 1354.308 | 1713.624 | 440.4312 | [6 empty] | 5804.16 | 14042.6 | 815054.9722
ii | PCC 1:2:4 | 100 | 29.92 |  |  | 14.96 |  |  | 164.56 | 59.84 | 164.56 | 209.44 | 59.84 | [6 empty] | 703.12 | 14042.6 | 98736.3291
iii | RCC 1.1.5.3 | 100 | 1710.5152 |  |  | 1264.427 |  |  | 12462.6329 | 4539.3884 | 10053.7461 | 12602.8913 | 2552.8961 | [6 empty] | 45186.497 | 14042.6 | 6345359.0266
7 | Stone Pitching | [22 empty] | 95173850
1 | Dismantling stone or spawl pitching and apron in silted condition. | 100 |  |  |  | 93240 | [13 empty] | 93240 | 3762 | 3507688.8 | 89611262 | 94670137.7761 | 5058875.7761 |  |  | -5058875.7761
2 | Earthwork in excavation of drains in irrigation channels through excavater / draglines in all kind of soil and conditions | 1000 | 476.44 | 355.5 | 312.56 | 129745.5 | 275894.18 |  | 10137.19 | 269.25 | 6208.72 | 6208.72 | 148.5 | 967.13 |  | 2700.32 | 967.13 | 967.13 | 967.13 | 436325.4 | 4640.7 | 2024855.2838 |  | 503712.2239
3 | Supply and dumping at site, without boat, including handling of materials within three chains (90 m) | 100 |  |  |  | 126000 | [13 empty] | 126000 | 4743.75 | 5977125 |  |  |  | 11080928.5108
4 | Providing and laying stone pitching/filling, dry hand packed, as filling behind retaining walls or in pitching and aprons. | 100 | 476.44 | 355.5 | 312.56 | 3745.5 | 10945.44 |  | 10137.19 | 269.25 | 6208.72 | 6208.72 | 148.5 | 967.13 | 5141.14 | 2700.32 | 967.13 | 967.13 | 967.13 | 50517.8 | 6849 | 3459964.122
5 | Formation dressing and preparing subgrade, on slope | 100 | 735.3675 | 681.66 | 525.1225 | 72754.37 | 6058.716 |  | 3737.0542 | 480.69 | 2589.8832 | 3457.1106 | 422.73 | 614.7245 |  | 785.3328 | 614.72 | 594.5328 | 594.5328 | 94646.5469 | 2265.1 | 2143838.9329
6 | Formation dressing and preparing subgrade, in bed. | 100 | 130.5 | 126 | 129.5 | 12167 | 594.66 |  | 631.16 | 126 | 524.66 | 524.66 | 126 | 96 |  | 136 | 96 | 96 | 96 | 15600.14 | 1660.5 | 259040.3247
7 | Providing and laying graded bajri 1/8" to 1/2" size on slope. | 100 | 242.67 | 224.94 | 173.29 | 24008.94 | 2001.6443 |  | 1233.6 | 158.63 | 854.71 | 1140.89 | 139.5 | 202.8591 | 812.42 | 259.1598 | 202.86 | 196.1958 | 196.1958 | 32048.5048 | 18564.1 | 5949516.4852
8 | Providing and laying graded bajri 1/2" to 2" size on slope. | 100 | 242.67 | 224.94 | 173.29 | 24008.94 | 2001.6443 |  | 1233.6 | 158.63 | 854.71 | 1140.89 | 139.5 | 202.8591 | 812.42 | 259.1598 | 202.86 | 196.1958 | 196.1958 | 32048.5048 | 18564.1 | 5949516.4852
9 | Providing and laying graded bajri 1/8" to 1/2" size on level. | 100 | 43.07 | 41.58 | 42.74 | 4015.11 | 196.4178 |  | 208.28 | 41.58 | 173.14 | 173.14 | 41.58 | 31.68 | 147.4 | 54.3312 | 31.68 | 31.68 | 31.68 | 5305.089 | 18017.6 | 955849.7157
10 | Providing and laying graded bajri 1/2" to 2" size on level. | 100 | 43.07 | 41.58 | 42.74 | 4015.11 | 196.4178 |  | 208.28 | 41.58 | 173.14 | 173.14 | 41.58 | 31.68 | 147.4 | 54.3312 | 31.68 | 31.68 | 31.68 | 5305.089 | 18017.6 | 955849.7157
11 | Providing and laying stone for top layer only, on slope. | 100 | 735.37 | 681.66 | 525.12 | 72754.37 | 6058.72 |  | 3738.19 | 480.69 | 2590.02 | 3457.25 | 422.73 | 614.7245 | 2461.88 | 785.3328 | 614.72 | 594.5328 | 594.5328 | 97109.8429 | 11511 | 11178314.0139
12 | Providing and laying stone for top layer only, on Level | 100 | 130.5 | 126 | 129.5 | 12167 | 594.66 |  | 631.16 | 126 | 173.14 | 173.14 | 126 | 96 | 446.68 | 164.64 | 96 | 96 | 96 | 15372.42 | 10570.5 | 1624941.6561
13 | Carriage of 100 Cft of all material like stone aggregate, spawl, kankar, lime (unsoaked) surkhi etc or 150 Cft of timber by truck or by any other means owned by the contractor, lead 275 Km. | 100 | 1682.238 | 1449.117 | 1207.5 | 152322.069 | 47639.4517 |  | 33005.5044 | 1091.5155 | 20947.1834 | 21997.2 | 858.951 | 11198.2497 | 36777.2 | 10655.6278 | 11198.25 | 5817.7797 | 6679.8969 | 364527.734 | 14042.6 | 51189171.5709
14 | Credit to old material | [18 empty] | 0
| Steel | 1 | [11 empty] | 1267.5 |  |  | 1267.5 |  |  | 2535 | -170 | -430950
| Brick batts | 100 | [11 empty] | 507.94 |  | 803.25 | 507.94 |  |  | 1819.13 | -4100 | -74584.33
8 | Tube Well room | [21 empty] | 50492539.9857 | 50492531
1 | Excavation in foundation of building, bridges, and other structures, including dag belling, dressing refilling around structure with excavated earth, watering and ramming lead upto one chain (30m)and lift upto 5' (1.5 m) (b) in ordinary soil.1)By Manual | 1000 | 2179.5676 | 1089.7838 |  | 3814.2434 | 2724.4595 |  | 6538.7029 | 544.8919 |  |  | 544.8919 |  | 2724.4595 |  |  |  |  | 20161.0006 | 15824.15 | 319030.6978 | 20161.0006 | 0 | 50492539.9857
2 | Spraying termite proofing by using liquid FMC / Biflex/ Terminex Exin/Ms Hextaror equivalent@specified suspension concenterate (SC), MixingAbility-HEXTAR with Ratio (1:250)= 540 Sft or equivalent approved liquid applying with shower and certificate will be provided by the contractor for10-years complete in all respect.as approved by the Engineer Incharge. | 1 | 2034 | 1017 |  | 3559.5 | 2542.5 |  | 6102 | 508.5 |  |  | 508.5 |  | 2542.5 |  |  |  |  | 18814.5 | 12.55 | 236121.975 | 18814.5 | 0
3 | Cement concrete plain including, placing, compacting, finishing and curing complete (including screening and washing of stones aggregate) | [18 empty] | 0 |  |  | 0 | 0
a) | Nominal mix ratio 1:4:8 | 100 | 422.4498 | 211.2249 |  | 739.2871 | 528.0622 |  | 1267.3493 | 105.6124 |  |  | 105.6124 |  | 528.0622 |  |  |  |  | 3907.6604 | 34694.3 | 1355735.436 | 3907.6604 | 0
4 | Pacca brick work in foundation and plinth in cement sand mortar ratio 1:6. | 100 | 1260.16 | 630.08 |  | 2205.28 | 1575.2 |  | 3780.48 | 315.04 |  |  | 315.04 |  | 1575.2 |  |  |  |  | 11656.48 | 32675.95 | 3808865.5766 | 11656.48 | 0
5 | Providing and laying damp proof course of cement 1:2:4 (using cement, sand and shingle), including bitumen coating with one coat of bitumen and one coat polythenesheet 500 gauge 1½" thick (40 mm). | 100 | 258 | 129 |  | 451.5 | 322.5 |  | 774 | 64.5 |  |  | 64.5 |  | 322.5 |  |  |  |  | 2386.5 | 11460.2 | 273497.673 | 2386.5 | 0
6 | Providing and laying vertical damp proof course with cement sand plaster and bitumen coating with one coat of bitumen and one coat of polythene sheet 500 gauge-Ratio 1:3 a) ½ " thick (13 mm) | 100 | 480 | 240 |  | 840 | 600 |  | 1440 | 120 |  |  | 120 |  | 600 |  |  |  |  | 4440 | 7607.35 | 337766.34 | 4440 | 0
7 | Filling watering ramming earth under floors with surplus earth from foundation etc. | 1000 | 600 | 300 |  | 1050 | 750 |  | 1800 | 150 |  |  | 150 |  | 750 |  |  |  |  | 5550 | 7547.75 | 41890.0125 | 5550 | 0
8 | Pacca brick work in ground floor. Cement sand mortar Ratio 1:4. | 100 | 1163.6 | 581.8 |  | 2036.3 | 1454.5 |  | 3490.8 | 290.9 |  |  | 290.9 |  | 1454.5 |  |  |  |  | 10763.3 | 35830.6 | 3856554.9698 | 10763.3 | 0
9 | Providing and laying reinforced cement concrete (including prestressed concrete), using Sulphate resisting cement; coarse sand and screened graded and washed aggregate, in required shape and design, including forms, moulds, shuttering, lifting, compacting, curing, rendering and finishing exposed surface, complete 2) Plastering done under soffit of R.C.C. (but excluding the cost of steel reinforcement, its fabrication and placing in position etc.) | [7 empty] | 0 | [5 empty] | 0 |  |  |  |  | 0 | 0 | 0 | 0 | 0
a) | Reinforced cement concrete in roof slab, beams, columns lintels, girders and other structural members laid in situ or precast laid in position, or prestressed members cast in situ, complete in all respects. Type B (nominal mix 1:2:4) | 1 | 616.6632 | 308.3316 |  | 1079.1606 | 770.829 |  | 1849.9896 | 154.1658 |  |  | 154.1658 |  | 770.829 |  |  |  |  | 5704.1346 | 741.85 | 4231612.253 | 5704.1346 | 0
b) | Reinforcement cement concrete in slab of rafts/strip foundation, base slab of column and retaining walls, etc and other structural members not requiring form work(i.e horizontal shuttering) complete in all respect: Type B (Nominal Mix 1:2:4) | 1 | 73.6312 | 36.8156 |  | 128.8547 | 92.0391 |  | 220.8937 | 18.4078 |  |  | 18.4078 |  | 92.0391 |  |  |  |  | 681.0891 | 595 | 405247.9922 | 681.0891 | 0
10 | Providing and Fabrication of mild steel reinforcement for cement concrete, including cutting, bending, laying in position, 13 making joints and fastenings, including cost of binding wire and labour charges for binding of steel reinforcement (also includes removal of rust from bars):- Deformed bars (Grade-60). | 100 | 4141.7667 | 2070.8834 |  | 7248.0917 | 5177.2084 |  | 12425.3001 | 1035.4417 |  |  | 1035.4417 |  | 5177.2084 |  |  |  |  | 38311.342 | 30376.9 | 11637798.0404 | 38311.342 | 0
11 | Providing and fixing windows consisting of M.S box section frame 2" x 1½" ( 50 x 40mm) Leaves frame 1½" x 1" (40 x 25 mm) box section frame for glazing 3/8" x 3/8" (10 x 10 mm) using 16 SWG sheet 'U' shaped rubber supported with 1" x 1/8" (25 x 3 mm) M.S. flat for fixing 3/16" (5 mm) thick glass panes M.S. box section 1/2" x 1/2" (13 x 13 mm) of 16 SWG for fixing 24 SWG wire gauge on outer side by means of 3/4" x 1/8" (20 x 3 mm) M.S. flat and screws including grill of M.S. flat 1/2" x 1/8" (13 x 3 mm) or 1/4" x 1/4" (6 x 6 mm) square bar with independent frame of 1/2" x 1/2" (13 x 13 mm) box section of 16 SWG i/c all C.P fitting and painting 3 coats complete in all respect. | 1 | 128 | 64 |  | 224 | 160 |  | 384 | 32 |  |  | 32 |  | 160 |  |  |  |  | 1184 | 2180.7 | 2581948.8 | 1184 | 0
12 | Providing and fixing mild steel chowkat of doors windows C. windows etc. including holdfast making and threading 18 holes for hinges etc. complete 1½" x 1½" x 1/4" (40 x 40 x 6 mm) welded with M.S. flat 2" x 1/4" (50 m M.S. angle iron). | 1 | 160 | 80 |  | 280 | 200 |  | 480 | 40 |  |  | 40 |  | 200 |  |  |  |  | 1480 | 457.1 | 676508 | 1480 | 0
13 | Making and fixing steel grated door with 1/16" thick sheeting, including angle iron frame 2" x 2" x 3/8"and 3/4" square bars 4" centre to centre. with locking arrangement (Two No.). | 1 | 196 | 98 |  | 343 | 245 |  | 588 | 49 |  |  | 49 |  | 245 |  |  |  |  | 1813 | 2767 | 5016571 | 1813 | 0
14 | Providing and laying single layer of tile 9" x 4½" x 1½" laid over 4" earth and 1" thick mud plaster without bhoosa, grouted with cement mud (1:3) on top of R.C.C. roof, slab, provided with 34 lbs. per % Sft. Or 1.72 Kg./Sq.m. bitumen coating sand blinded. | 100 | 382.25 | 191.125 |  | 668.9375 | 477.8125 |  | 1146.75 | 95.5625 |  |  | 95.5625 |  | 477.8125 |  |  |  |  | 3535.8125 | 13179.6 | 466005.9443 | 3535.8125 | 0
15 | Providing and laying polythene sheet under floor or roof complete 500 gauge. | 1 | 398.25 | 199.125 |  | 696.9375 | 497.8125 |  | 1194.75 | 99.5625 |  |  | 99.5625 |  | 497.8125 |  |  |  |  | 3683.8125 | 11 | 40521.9375 | 3683.8125 | 0
16 | Supplying and filling sand under floor or plugging in wells. | 100 | 163.75 | 81.875 |  | 286.5625 | 204.6875 |  | 491.25 | 40.9375 |  |  | 40.9375 |  | 204.6875 |  |  |  |  | 1514.6875 | 3987 | 60390.5906 | 1514.6875 | 0
17 | Providing and laying watering and ramming brick ballast 1½" to 2" (40 mm to 50 mm) mixed with 25% sand for floor foundation complete in all respect. | 100 | 195.75 | 97.875 |  | 342.5625 | 244.6875 |  | 587.25 | 48.9375 |  |  | 48.9375 |  | 244.6875 |  |  |  |  | 1810.6875 | 12801.2 | 231789.7283 | 1810.6875 | 0
18 | Cement concrete plain including, placing, compacting, finishing and curing complete (including screening and washing of stones aggregate) | [18 empty] | 0 |  |  | 0 | 0
| b) Nominal mix ratio 1:2:4 | 100 | 183.44 | 91.72 |  | 321.02 | 229.3 |  | 550.32 | 45.86 |  |  | 45.86 |  | 229.3 |  |  |  |  | 1696.82 | 47135.9 | 799811.3784 | 1696.82 | 0
19 | Cement plaster 1:4 upto 20' (6.00 m) height 1/2" (13 mm) thick. | 100 | 2273.22 | 1136.61 |  | 3978.135 | 2841.525 |  | 6819.66 | 568.305 |  |  | 568.305 |  | 2841.525 |  |  |  |  | 21027.285 | 4614.1 | 970219.9572 | 21027.285 | 0
20 | Cement plaster 3/8" (10 mm thick under soffit of R.C.C. roof slabs only, upto 20' height (Ratio 1:3). | 100 | 458.08 | 229.04 |  | 801.64 | 572.6 |  | 1374.24 | 114.52 |  |  | 114.52 |  | 572.6 |  |  |  |  | 4237.24 | 5264.65 | 223075.8557 | 4237.24 | 0
21 | Cement pointing struck joints on wall upto 20' (6m) height (a) Ratio 1:2 including extra cost of labour and material for red oxide pigment in cement pointing to match with the colour of bricks. | 100 | 1959.5 | 979.75 |  | 3429.125 | 2449.375 |  | 5878.5 | 489.875 |  |  | 489.875 |  | 2449.375 |  |  |  |  | 18125.375 | 5012.65 | 908561.6099 | 18125.375 | 0
22 | Providing, laying, cutting, jointing, testing and disinfecting PVC/ uPVC pipe line with `B' Class working pressure complete in all respects:- 4" i/d (100 mm) | 1 | 52 | 26 |  | 91 | 65 |  | 156 | 13 |  |  | 13 |  | 65 |  |  |  |  | 481 | 514.9 | 247666.9 | 481 | 0
23 | Providing and installing P.V.C. bends, of B.S.S.b) 4" i/d (100 mm) | 1 | 8 | 4 |  | 14 | 10 |  | 24 | 2 |  |  | 2 |  | 10 |  |  |  |  | 74 | 849.7 | 62877.8 | 74 | 0
24 | Making top khurra on roof 2' x 2' x 6". | 1 | 4 | 2 |  | 7 | 5 |  | 12 | 1 |  |  | 1 |  | 5 |  |  |  |  | 37 | 1159.65 | 42907.05 | 37 | 0
25 | Distempering:- 3 coat | 100 | 2041.08 | 1020.54 |  | 3571.89 | 2551.35 |  | 6123.24 | 510.27 |  |  | 510.27 |  | 2551.35 |  |  |  |  | 18879.99 | 1548.2 | 292300.0052 | 18879.99 | 0
26 | Providing and applying weather shield paint of approved quality on external surface of building including preparation of surface, application of primer complete in all respect: | 100 | 690.22 | 345.11 |  | 1207.885 | 862.775 |  | 2070.66 | 172.555 |  |  | 172.555 |  | 862.775 |  |  |  |  | 6384.535 | 7379.1 | 471121.2222 | 6384.535 | 0
27 | Preparing surface and painting of doors and windows any type (including edges):- | 100 | 356 | 178 |  | 623 | 445 |  | 1068 | 89 |  |  | 89 |  | 445 |  |  |  |  | 3293 | 3052.4 | 100515.532 | 3293 | 0
28 | Fabrication of heavy steel work, with angle, tees, flat iron round iron and sheet iron for making trusses, girders, tanks, etc., including cutting, drilling, revitting, handling, assembling and fixing, but excluding erection in position. | 100 | 1339.8349 | 669.9174 |  | 2344.7111 | 1674.7936 |  | 4019.5047 | 334.9587 |  |  | 334.9587 |  | 1674.7936 |  |  |  |  | 12393.4727 | 37098.85 | 4597835.8612 | 12393.4727 | 0
29 | Supply and erection of PVC pipe for wiring recessed in walls, including inspection boxes, pull boxes, hooks, cutting jharries and repairing surface, etc. complete with all specials. | [18 empty] | 0 |  |  | 0 | 0
a) | 20mm (3/4") i/d. | 1 | 240 | 120 |  | 420 | 300 |  | 720 | 60 |  |  | 60 |  | 300 |  |  |  |  | 2220 | 112.25 | 249195 | 2220 | 0
b) | 25 mm (1") i/d | 1 | 120 | 60 |  | 210 | 150 |  | 360 | 30 |  |  | 30 |  | 150 |  |  |  |  | 1110 | 133.6 | 148296 | 1110 | 0
c) | 50 mm (2") i/d | 1 | 60 | 30 |  | 105 | 75 |  | 180 | 15 |  |  | 15 |  | 75 |  |  |  |  | 555 | 231.55 | 128510.25 | 555 | 0
30 | Supply and erection of single core PVC insulated copper conductor cables, in prepaid P.V.C. pile/M.S. conduit/G.I. pipe/wooden strip batten/wooden casing and caping/G.I. wire/trenches (rate for cables only) (a) 250/440 volts, P.V.C. insulated. | [18 empty] | 0 |  |  | 0 | 0
a) | 3/0.74mm (3/0.029"). | 1 | 720 | 360 |  | 1260 | 900 |  | 2160 | 180 |  |  | 180 |  | 900 |  |  |  |  | 6660 | 35.7 | 237762 | 6660 | 0
b) | 7/0.74mm (7/0.029"). | 1 | 240 | 120 |  | 420 | 300 |  | 720 | 60 |  |  | 60 |  | 300 |  |  |  |  | 2220 | 56.3 | 124986 | 2220 | 0
31 | Supply and erection of copper conductor cable for service connection in prepaid pipe/G.I. wire/trenches, etc. (rate for cable only) (a) PVC insulated, PVC sheathed, twin core, 250/440 volts 7/0.44" (7/1.12mm). | 1 | 160 | 80 |  | 280 | 200 |  | 480 | 40 |  |  | 40 |  | 200 |  |  |  |  | 1480 | 237.65 | 351722 | 1480 | 0
32 | Supply and connection of M.S. sheet box of 16 SWG, 10 cm (4") deep with 4.75 mm thick (3/16") bakelite sheet top, for recessed wiring, including making holes for regulators switches, plugs etc. | [18 empty] | 0 |  |  | 0 | 0
a) | 10 x 10 cm (4" x 4"). | 1 | 4 | 2 |  | 7 | 5 |  | 12 | 1 |  |  | 1 |  | 5 |  |  |  |  | 37 | 382.3 | 14145.1 | 37 | 0
b) | 17.5 x 10 cm (7" x 4"). | 1 | 4 | 2 |  | 7 | 5 |  | 12 | 1 |  |  | 1 |  | 5 |  |  |  |  | 37 | 522.75 | 19341.75 | 37 | 0
c) | 22.5 x 10 cm (9" x 4"). | 1 | 4 | 2 |  | 7 | 5 |  | 12 | 1 |  |  | 1 |  | 5 |  |  |  |  | 37 | 668.8 | 24745.6 | 37 | 0
33 | Supply and erection of switches 5 amp. Piano Type. | 1 | 80 | 40 |  | 140 | 100 |  | 240 | 20 |  |  | 20 |  | 100 |  |  |  |  | 740 | 102.7 | 75998 | 740 | 0
34 | Supply and erection of ceiling rose, bakelite. | 1 | 16 | 8 |  | 28 | 20 |  | 48 | 4 |  |  | 4 |  | 20 |  |  |  |  | 148 | 96.3 | 14252.4 | 148 | 0
35 | Supply and erection of wall socket with 3 pin 5 amp shoe. | 1 | 8 | 4 |  | 14 | 10 |  | 24 | 2 |  |  | 2 |  | 10 |  |  |  |  | 74 | 204.7 | 15147.8 | 74 | 0
36 | Supply and erection of 3 pin switch and plug combined recessed type (ii) 10/15 amp. | 1 | 4 | 2 |  | 7 | 5 |  | 12 | 1 |  |  | 1 |  | 5 |  |  |  |  | 37 | 213.1 | 7884.7 | 37 | 0
37 | P/F wall mounted DB (Distribution Board) made with 16SWG Sheet (Recessded/Surface mounted Type), Powder coated Paint, i/c the cost of Lock, Indication lights,Thimble, Copper Comb, Wiring, Netural & Earth Bar, Door Earthing, Digital Voltmeter,Digital Ammeter,Volt Selector Switch,Ammeter selector switch,Current Transformers and Controles Complete in all respect as approved and directed by the Engineer Incharge (Breakers will be Paid Separately)(a) 6" deep (i) 20~60A | 1 | 4 | 2 |  | 7 | 5 |  | 12 | 1 |  |  | 1 |  | 5 |  |  |  |  | 37 | 24422.65 | 903638.05 | 37 | 0
38 | Suppling,Installation and comissioning of MCB (Miniature Circuit Breaker) of specified rating made of LEGRAND FRANCE/ GE U.S.A / SCHNEIDER GERMANY /SIEMEN GERMAN/TERASAKI JAPAN/ ABB SWITZERLAND in prelaid DBs and Panels i/c the cost of screwes,necessary wire complet Single Pole(iii) 6-63 Amp (10 KA) | 1 | 24 | 12 |  | 42 | 30 |  | 72 | 6 |  |  | 6 |  | 30 |  |  |  |  | 222 | 1453.75 | 322732.5 | 222 | 0
39 | Supplying, Installation and commissioning of MCCB (Moulded Case Circuit Breaker)of specified rating made of LEGRAND FRANCE /GEU.S.A/ SCHNEIDER GERMANY/ TERASAKI JAPAN/ SIEMEN/ ABBSWITZERLAND or approved equivalent manufacturer (withfixedThermal-MagneticTrip)in prelaid DB sand Panels i/c the cost of screws, necessary wire complete in all respect as approved and directed by the EngineerIncharge. a) Triple Pole (ii) 15-100 Amp (10 KA,15KA) | 1 | 8 | 4 |  | 14 | 10 |  | 24 | 2 |  |  | 2 |  | 10 |  |  |  |  | 74 | 13796.3 | 1020926.2 | 74 | 0
40 | Supplying, Installation and commissioning of MCCB (Moulded Case Circuit Breaker)of specified rating made of LEGRAND FRANCE /GEU.S.A/ SCHNEIDER GERMANY/ TERASAKI JAPAN/ SIEMEN/ ABBS WITZERLAND or approved equivalent manufacturer (withfixedThermal-MagneticTrip)in prelaid DB sand Panels i/c the cost of screws, necessary wire complete in all respect as approved and directed by the EngineerIncharge. a) Triple Pole With Adjustable Thermal-Magnetic Trip /Electronic Trip (60-100%) (i) 25-100 Amp | 1 | 4 | 2 |  | 7 | 5 |  | 12 | 1 |  |  | 1 |  | 5 |  |  |  |  | 37 | 19859.4 | 734797.8 | 37 | 0
41 | Supply and erection of tube light, including rod, choke, starter with frame, flexible wire, including connection from ceiling rose, etc., complete ii)single rod (40 watts) with one choke and one starter. | 1 | 12 | 6 |  | 21 | 15 |  | 36 | 3 |  |  | 3 |  | 15 |  |  |  |  | 111 | 1995.3 | 221478.3 | 111 | 0
42 | Supply and erection of bakelite button holder shade, large size | 1 | 12 | 6 |  | 21 | 15 |  | 36 | 3 |  |  | 3 |  | 15 |  |  |  |  | 111 | 178.75 | 19841.25 | 111 | 0
43 | Carriage of 100 Cf t. (2.83 cu.m) of all materials like stone aggregate, spawl, kankar lime (unslaked), surkhi , etc. or 150 Cf t. (4.25 cu.m) timber, by truck or by any othermeans owned by the contractor from Sakhi Sarwar Quarry to site 275 Km including first 11KM hilly area. | [18 empty] | 0 |  |  | 0 | 0
i | PCC 1:4:8 | 100 | 405.5518 | 202.7759 |  | 709.7156 | 506.9397 |  | 1216.6554 | 101.3879 |  |  | 101.3879 |  | 506.9397 |  |  |  |  | 3751.354 | 14042.6 | 526787.64 | 3751.354 | 0
ii | PCC 1:2:4 | 100 | 161.4272 | 80.7136 |  | 282.4976 | 201.784 |  | 484.2816 | 40.3568 |  |  | 40.3568 |  | 201.784 |  |  |  |  | 1493.2016 | 14042.6 | 209684.3279 | 1493.2016 | 0
iii | RCC 1.2.4 | 100 | 607.4591 | 303.7296 |  | 1063.0535 | 759.3239 |  | 1822.3773 | 151.8648 |  |  | 151.8648 |  | 759.3239 |  |  |  |  | 5618.9968 | 14042.6 | 789053.2479 | 5618.9968 | 0
iv | DPC 1.2.4 | 100 | 28.38 | 14.19 |  | 49.665 | 35.475 |  | 85.14 | 7.095 |  |  | 7.095 |  | 35.475 |  |  |  |  | 262.515 | 14042.6 | 36863.9314 | 262.515 | 0
9 | Pump House
1 | Excavation in foundation of building, bridges and other structures, including dagbelling, dressing, refilling around structure with excavated earth, watering and ramming lead up to one chain and lift upto 5 ft. In ordinary soil (above 5 ft depth) | 1000 |  |  |  |  | 60639.3519 |  | 44596.7658 |  | 25000.7506 | 21403.7907 |  |  | 125135.8496 |  |  |  |  | 276776.5086 | 12735.6 | 3524914.903 | 216927882.821 |  | 63826446.6244
2 | Extra for slush or Daldal including dewatering. | 1000 |  |  |  |  | 60639.3519 |  | 44596.7658 |  | 25000.7506 | 21403.7907 |  |  | 125135.8496 |  |  |  |  | 276776.5086 | 12038.4 | 3331946.3212 |  |  | 36383456.567
3 | Cement concrete plain including, placing, compacting, finishing and curing complete (including screening and washing of stones aggregate) | [18 empty] | 0 |  |  |  |  | 23384765.3163
| a) Nominal mix ratio 1:4:8 | 100 |  |  |  |  | 2087.7431 |  | 971.791 |  | 733.6677 | 736.1262 |  |  | 1808.1333 |  |  |  |  | 6337.4614 | 34694.3 | 2198737.8618 |  |  | 23362466.8526
| b) Nominal mix ratio 1:2:4 | 100 |  |  |  |  | 1164.376 |  | 501.676 |  | 432.536 | 432.536 |  |  | 577.896 |  |  |  |  | 3109.02 | 47135.9 | 1465464.5582 |  |  | 69970747
4 | Providing and fabrication of mild steel reinforcement for cement concrete, including cutting , bending, laying in position, making joints and fastening, including cost of binding wire and labour charges for binding of steel reinforcement (also includes removal of rust from bars).Deformed Bars (Grade 60) | 100 |  |  |  |  | 117054.4686 |  | 63787.4339 |  | 40723.1332 | 40760.5282 |  |  | 129118.0059 |  |  |  |  | 391443.5697 | 30376.9 | 118908421.7128 |  |  | 216927882.3604
5 | Providing and laying reinforced cement concrete (including prestressed concrete), using Sulphate resisting cement; coarse sand and screened graded and washed aggregate, in required shape and design, including forms, moulds, shuttering, lifting, compacting, curing, rendering and finishing exposed surface, complete 2) Plastering done under soffit of R.C.C. (but excluding the cost of steel reinforcement, its fabrication and placing in position etc.) | [18 empty] | 0
| a) Reinforced cement concrete in roof slab, beams, columns lintels, girders and other structural members laid in situ or precast laid in position, or prestressed members cast in situ, complete in all respects. Type B (nominal mix 1:1.5:3) | 1 |  |  |  |  | 16160.0506 |  | 9101.68 |  | 5753.3425 | 5794.4625 |  |  | 18946.31 |  |  |  |  | 55755.8456 | 817.55 | 45583191.5907
| b) Reinforced cement concrete in roof slab, beams, columns lintels, girders and other structural members laid in situ or precast laid in position, or prestressed members cast in situ, complete in all respects. Type B (nominal mix 1:1.5:3) | 1 |  |  |  |  | 9852.0535 |  | 5073.3053 |  | 3296.2426 | 3263.4326 |  |  | 9746.5802 |  |  |  |  | 31231.6143 | 670.5 | 20940797.3881
6 | Bitumen coating to plastered or cement concrete surface. 14 lbs per 100 Sft (6.35 Kg. per Sq.m) | 100 |  |  |  |  | 6041.913 |  | 5294.2214 |  | 3466.0362 | 3489.5022 |  |  | 9774.575 |  |  |  |  | 28066.2478 | 1645.1 | 461717.8426
7 | Single layer of tiles 9"x4½"x1½" (225x113x40 mm) laid over 4"(100 mm) earth and 1" (25 mm) mud plaster without Bhoosa, grouted with cement sand 1:3 on top of RCC roof slab, provided with 34 lbs. per %Sft. or 1.72 Kg/Sq.m bitumen coating sand blinded. | 100 |  |  |  |  | 1758.1539 |  | 997.5381 |  | 648.7825 | 648.7825 |  |  | 1394.2756 |  |  |  |  | 5447.5326 | 13179.6 | 717963.0065
8 | Providing and laying polythene sheet under floor or roof complete 500 gauge. | 1 |  |  |  |  | 1758.1539 |  | 997.5381 |  | 648.7825 | 648.7825 |  |  | 1394.2756 |  |  |  |  | 5447.5326 | 11 | 59922.8586
9 | Providing, laying, cutting, jointing, testing and disinfecting PVC/ uPVC pipe line with `B' Class working pressure complete in all respects:- 4" i/d (100 mm) | 1 |  |  |  |  | 144 |  | 111 |  | 46 | 46 |  |  | 282 |  |  |  |  | 629 | 514.9 | 323872.1
10 | Providing and installing P.V.C. bends, of B.S.S.b) 4" i/d (100 mm) | 1 |  |  |  |  | 12 |  | 6 |  | 4 | 4 |  |  | 12 |  |  |  |  | 38 | 849.7 | 32288.6
11 | Making top khurra on roof 2' x 2' x 6". | 1 |  |  |  |  | 6 |  | 6 |  | 4 | 4 |  |  | 6 |  |  |  |  | 26 | 1159.65 | 30150.9
12 | Providing and fixing windows consisting of M.S. box section frame 2"x1½", (50x40mm) leaves frame 1½"x1" (40x25mm) box section frame for glazing 3/8"x3/8" (10x10mm) using 16 SWG sheet 'U' shaped rubber supported with 1"x1/8" (25x3mm) M.S. flat for fixing 3/16" (5 mm) thick glass panes M.S. box section ½"x½" (13x13mm) of 16 SWG for fixing 24 SWG wire gauze on outer side by means of ¾"x1/8" (20x3mm) M.S. flat and screws including grill of M.S. flat ½"x1/8" (13x3mm) or ¼"x¼" (6x6mm) square bar with independent frame of ½"x½" (13x13mm) box section of 16 SWG i/c all C.P. fitting and painting 3 coats complete in all respect. | 1 |  |  |  |  | 607.92 |  | 367.92 |  | 271.92 | 271.92 |  |  | 463.92 |  |  |  |  | 1983.6 | 2180.7 | 4325636.52
13 | Making and fixing steel grated door with 1/16" thick 1.5mm) sheeting, including angle iron frame 2"x2"x3/8" (50x50x10 mm) and ¾" (20 mm) square bars 4" (100 mm) | 1 |  |  |  |  | 196 |  | 176 |  | 176 | 176 |  |  | 184 |  |  |  |  | 908 | 2767 | 2512436
14 | Distempering:- 2 coats | 100 |  |  |  |  | 5921.946 |  | 3581.604 |  | 2528.601 | 2528.601 |  |  | 4838.895 |  |  |  |  | 19399.647 | 1212.35 | 235191.6204
15 | Providing and applying weather shield paint of approved quality on external surface of building including preparation of surface, application of primer complete in all respect: | 100 |  |  |  |  | 5354.995 |  | 3896.508 |  | 2362.251 | 2362.251 |  |  | 6169.1943 |  |  |  |  | 20145.1993 | 7379.1 | 1486534.4015
16 | Preparing surface and painting of doors and windows any type (including edges):- | 100 |  |  |  |  | 356 |  | 336 |  | 168 | 168 |  |  | 344 |  |  |  |  | 1372 | 3052.4 | 41878.928
17 | Providing and fixing 1¼x1¼"x3/16" (31x31x5 mm) angle" iron step, in manhole chambers, including carriage and setting the same in work to correct lines and levels. | 1 |  |  |  |  | 99 |  | 64 |  | 28 | 28 |  |  | 150 |  |  |  |  | 369 | 680.75 | 251196.75
18 | Providing/fixing stair railing consisting of M.S. Box section size 1-1/2"x3" of 16 SWG welded with M.S. flat 1"x1/8" continuously and welded over M.S. square bars 5/8"x5/8"punched in M.S. flat 2 ¾' high @ 5½" c/c fixed in steps of stair I/C painting 3 coats complete. | 1 | [6 empty] | 71.86 | [5 empty] | 40 |  |  |  |  | 111.86 | 1125.2 | 125864.872
19 | Providing and fixing trash rack as per drawing | 1 |  |  |  |  | 1368 |  | 368 |  | 184 | 184 |  |  | 696 |  |  |  |  | 2800 | 603 | 1688400
20 | Providing and layingTuff Pavers, having 7000PSI ,crushing strength of approved manufa cturer, over2"to3" sand cushion i/c grouting withsand in joints i/c finishing to require slope . complete in all respect. (50% Grey / 50% Coloured) 60-mm thick | 1 |  |  |  |  | 2738.75 |  | 1682.7508 |  | 1417.6664 | 1417.6664 |  |  | 2220.225 |  |  |  |  | 9477.0586 | 205.4 | 1946587.8364
21 | Providing & laying graded bajri ½" to 2" gauge on level (including carriage). | 100 |  |  |  |  | 738.42 |  | 418.97 |  | 272.49 | 272.49 |  |  | 585.6 |  |  |  |  | 2287.97 | 18017.6 | 412237.2827
22 | 1½"(40 mm) thick mosaic flooring, consisting of ½ " mosaic topping of one part of cement and marble powder in the ratio of 3:1 and two parts of marble chips, laid over 1"(25 mm) thick floor of 1:2:4 cement concrete, including rubbing and polishing complete with finishing :-using grey cement | 100 |  |  |  |  | 1758.1539 |  | 997.5381 |  | 648.7825 | 648.7825 |  |  | 1394.2756 |  |  |  |  | 5447.5326 | 29658.5 | 1615656.4562
23 | Mosaic dado or skirting with one part of cement and marble powder in the ratio of 3:1 and two parts of marble chips, laid over ½"(13 mm) thick cement plaster 1:3, including rubbing and polishing, complete with finishing:(a) using grey cement: i) 1/2"(13 mm) thick | 100 |  |  |  |  | 112.84 |  | 72.1 |  | 53.42 | 53.42 |  |  | 93.35 |  |  |  |  | 385.13 | 19146.85 | 73740.2634
24 | Providing and fixing marble strip of any shade for dividing the mosaic flooring into panels(a) Size 1½" x 3/8" (40 x 10 mm) | 1 |  |  |  |  | 900.26 |  | 519.15 |  | 389.75 | 389.75 |  |  | 723.4 |  |  |  |  | 2922.31 | 39.6 | 115723.476
25 | Providing and embedding 10"(250mm) wide PVC water stopper in expansion joints of RCC structures (Retaining walls, water tanks, Slabs) complete in all respect. 10mm thick | 1 |  |  |  |  | 473.5 |  | 236.66 |  | 173.29 | 176.57 |  |  | 312.94 |  |  |  |  | 1372.96 | 809.4 | 1111273.824
26 | Supply and erection of PVC pipe for wiring recessed in walls, including inspection boxes, pull boxes, hooks, cutting jharries and repairing surface, etc. complete with all specials. | [18 empty] | 0
| a) 20mm (3/4") i/d. | 1 |  |  |  |  | 500 |  | 150 |  | 100 | 100 |  |  | 350 |  |  |  |  | 1200 | 112.25 | 134700
| b) 25 mm (1") i/d | 1 |  |  |  |  | 300 |  | 150 |  | 100 | 100 |  |  | 250 |  |  |  |  | 900 | 133.6 | 120240
27 | Supply and erection of single core PVC insulated copper conductor cables, in prepaid P.V.C. pile/M.S. conduit/G.I. pipe/wooden strip batten/wooden casing and caping/G.I. wire/trenches (rate for cables only) (a) 250/440 volts, P.V.C. insulated. | [18 empty] | 0
| a) 3/0.74mm (3/0.029"). | 1 |  |  |  |  | 1000 |  | 500 |  | 250 | 250 |  |  | 1000 |  |  |  |  | 3000 | 35.7 | 107100
| b) 7/0.74mm (7/0.029"). | 1 |  |  |  |  | 500 |  | 300 |  | 200 | 200 |  |  | 500 |  |  |  |  | 1700 | 56.3 | 95710
28 | Supply and connection of M.S. sheet box of 16 SWG, 10 cm (4") deep with 4.75 mm thick (3/16") bakelite sheet top, for recessed wiring, including making holes for regulators switches, plugs etc. | [18 empty] | 0
| b) 17.5 x 10 cm (7" x 4"). | 1 |  |  |  |  | 10 |  | 5 |  | 3 | 3 |  |  | 10 |  |  |  |  | 31 | 522.75 | 16205.25
29 | Supply and erection of switches 5 amp. Piano Type. | 1 |  |  |  |  | 50 |  | 35 |  | 20 | 20 |  |  | 50 |  |  |  |  | 175 | 102.7 | 17972.5
30 | Supply and erection of backlite button holder shade, large size. | 1 |  |  |  |  | 15 |  | 10 |  | 5 | 5 |  |  | 15 |  |  |  |  | 50 | 178.75 | 8937.5
31 | Supply and erection of ceiling rose, bakelite. | 1 |  |  |  |  | 15 |  | 10 |  | 5 | 5 |  |  | 15 |  |  |  |  | 50 | 96.3 | 4815
32 | Suppling,Installation and comissioning of MCB (Miniature Circuit Breaker) of specified rating made of LEGRAND FRANCE/ GE U.S.A / SCHNEIDER GERMANY /SIEMEN GERMAN/TERASAKI JAPAN/ ABB SWITZERLAND in prelaid DBs and Panels i/c the cost of screwes,necessary wire completb) Double Pole(iii) 6-63 Amp (10 KA) | 1 |  |  |  |  | 1 |  | 1 |  | 1 | 1 |  |  | 1 |  |  |  |  | 5 | 5616.25 | 28081.25
33 | Suppling,Installation and comissioning of MCB (Miniature Circuit Breaker) of specified rating made of LEGRAND FRANCE/ GE U.S.A / SCHNEIDER GERMANY /SIEMEN GERMAN/TERASAKI JAPAN/ ABB SWITZERLAND in prelaid DBs and Panels i/c the cost of screwes,necessary wire complet Single Pole(iii) 6-63 Amp (10 KA) | 1 |  |  |  |  | 10 |  | 5 |  | 2 | 2 |  |  | 10 |  |  |  |  | 29 | 1453.75 | 42158.75
34 | Providing and fixing Pakistan Energy Label NEECA approved Copper winded wall bracket Fan i/c the cost of necessary cable and hardware for connection as approved and directed by Engineer Incharge.ii) 24" Sweep dia | 1 |  |  |  |  | 10 |  | 6 |  | 4 | 4 |  |  | 10 |  |  |  |  | 34 | 11398.45 | 387547.3
35 | Supply and erection of tube light, including rod, choke, starter with frame, flexible wire, including connection from ceiling rose, etc., complete ii)single rod (40 watts) with one choke and one starter. | 1 |  |  |  |  | 15 |  | 10 |  | 5 | 5 |  |  | 15 |  |  |  |  | 50 | 1995.3 | 99765
| Lining Portion | [18 empty] | 0
36 | Barrow pit excavation undressed lead up to 100 ft in ordinary soil. | 1000 | [6 empty] | 34138.375 |  | 10698.49 | 14034.925 | [7 empty] | 58871.79 | 10533.6 | 620131.8871
37 | Compaction of earth work with power Road Roller, i.c ploughing mixing, moistening earth to optimum moisture content in layer etc; complete 90 % maximum modified AASHO dry denisty | 1000 | [6 empty] | 34138.375 |  | 10698.49 | 14034.925 | [7 empty] | 58871.79 | 1437.5 | 84628.1981
38 | Earthwork excavation in irrigation channels, drains, etc. to designed section, grades and profiles, excavated material disposed off undressed within 50 ft. (15 m) lead:- ordinary Soil | 1000 | [6 empty] | 5910.3 |  | 4319.855 | 4319.855 | [7 empty] | 14550.01 | 5033.7 | 73240.3853
| Cement plaster 1.5" (40 mm) thick ratio 1:6:- | [18 empty] | 0
| a) In bed | 100 | [6 empty] | 1100 |  | 700 | 700 | [7 empty] | 2500 | 6512.05 | 162801.25
| b) On slope | 100 | [6 empty] | 1540 |  | 1168 | 1168 | [7 empty] | 3876 | 7363.45 | 285407.322
39 | Cement concrete lining, using washed screened and graded stone aggregate:- | [18 empty] | 0
| a) In bed, ratio 1:2:4 | 100 | [6 empty] | 376.75 |  | 239.75 | 239.75 | [7 empty] | 856.25 | 49016.9 | 419707.2062
| b) On slope, ratio 1:2:4 | 100 | [6 empty] | 527.45 |  | 400.04 | 400.04 | [7 empty] | 1327.53 | 51301.8 | 681046.7855
40 | Providing and placing cement, sand and bituminous joint sealant in ratio 1:2:3, 1/2" wide, 1" deep. | 1 | [6 empty] | 264 |  | 186.8 | 186.8 | [7 empty] | 637.6 | 17.3 | 11030.48
41 | Bitumen coating to plastered or cement concrete surface:- 10 lbs. per 100 Sft. | 100 | [6 empty] | 132 |  | 93.4 | 93.4 | [7 empty] | 318.8 | 1539.8 | 4908.8824
10 | Inlets
1 | Excavation in foundation of building, bridges, and other structures, including dag belling, dressing refilling around structure with excavated earth, watering and ramming lead upto one chain (30m)and lift upto 5' (1.5 m) (b) in ordinary soil.By Manual | 1000 | [6 empty] | 14140.7599 | 3514.6564 | 12209.0005 | 11890.3253 | 4728.651 | [6 empty] | 46483.3931 | 15824.15 | 735560.1849 | 31715323.4065 | 31715324
2 | Cement concrete plain including, placing, compacting, finishing and curing complete (including screening and washing of stones aggregate) | [18 empty] | 0 |  |  | 0.5935
| a) Nominal mix ratio 1:4:8 | 100 | [6 empty] | 1744.5219 | 463.386 | 1730.8731 | 1730.8731 | 695.079 | [6 empty] | 6364.7331 | 34694.3 | 2208199.5959
| b) Nominal mix ratio 1:2:4 | 100 | [6 empty] | 180.3656 | 48.0975 | 180.3656 | 180.3656 | 72.1462 | [6 empty] | 661.3406 | 47135.9 | 311728.8557
3 | Pacca brick work other than buildings upto 10 feet height. Cement sand mortar ratio 1:4 | 100 | [6 empty] | 2798.8875 | 746.37 | 2798.8875 | 2798.8875 | 1119.555 | [6 empty] | 10262.5875 | 35727 | 3666514.6361
4 | Providing and laying reinforced cement concrete (including prestressed concrete), using Sulphate resisting cement; coarse sand and screened graded and washed aggregate, in required shape and design, including forms, moulds, shuttering, lifting, compacting, curing, rendering and finishing exposed surface, complete 2) Plastering done under soffit of R.C.C. (but excluding the cost of steel reinforcement, its fabrication and placing in position etc.) | [18 empty] | 0
| a) Reinforced cement concrete in roof slab, beams, columns lintels, girders and other structural members laid in situ or precast laid in position, or prestressed members cast in situ, complete in all respects. Type B (nominal mix 1:1.5:3) | 1 | [6 empty] | 2377.125 | 625.5 | 2314.125 | 2314.125 | 938.25 | [6 empty] | 8569.125 | 817.55 | 7005688.1437
| b) Reinforcement cement concrete in slab of rafts/strip foundation, base slab of column and retaining walls, etc and other structural members not requiring form work(i.e horizontal shuttering) complete in all respect: Type B (Nominal Mix 1:1.5:3 ) | 1 | [6 empty] | 823.5 | 216 | 796.5 | 796.5 | 324 | [6 empty] | 2956.5 | 670.5 | 1982333.25
5 | Providing and Fabrication of mild steel reinforcement for cement concrete, including cutting, bending, laying in position, making joints and fastenings, including cost of binding wire and labour charges for binding of steel reinforcement (also includes removal of rust from bars):- Deformed bars (Grade-60). | 100 | [6 empty] | 9601.875 | 2524.5 | 9331.875 | 9331.875 | 3786.75 | [6 empty] | 34576.875 | 30376.9 | 10503382.7419
6 | Providing and laying dry, hand packed stone apron as per drawing | 100 | [6 empty] | 4464.8392 | 949.9872 | 2649.9022 | 2331.227 | 881.6472 | [6 empty] | 11277.6028 | 6849 | 772403.0158
7 | Rehandling of earthwork:Upto a lead of 50 ft. (15 m). | 1000 | [6 empty] | 4880 | 1280 | 4720 | 4720 | 1920 | [6 empty] | 17520 | 5266.8 | 92274.336
8 | Carriage of 100 Cf t. (2.83 cu.m) of all materials like stone aggregate, spawl, kankar lime (unslaked), surkhi , etc. or 150 Cf t. (4.25 cu.m) timber, by truck or by any othermeans owned by the contractor from Sakhi Sarwar Quarry to site 275 Km including first 11KM hilly area. | [18 empty] | 0
i | PCC 1:4:8 | 100 | [6 empty] | 1674.741 | 444.8506 | 1661.6382 | 1661.6382 | 667.2758 | [6 empty] | 6110.1438 | 14042.6 | 858023.0499
i | PCC 1:2:4 | 100 | [6 empty] | 158.7217 | 42.3258 | 158.7217 | 158.7217 | 63.4887 | [6 empty] | 581.9797 | 14042.6 | 81725.0884
ii | RCC 1:1.5:3 | 100 | [6 empty] | 2688.525 | 706.86 | 2612.925 | 2612.925 | 1060.29 | [6 empty] | 9681.525 | 14042.6 | 1359537.8296
iii | Dry Hand Pack Stone | 100 | [6 empty] | 6027.5329 | 1282.4827 | 3577.368 | 3147.1565 | 1190.2237 | [6 empty] | 15224.7638 | 14042.6 | 2137952.6786
11 | Construction of New Quarter for Tube well Operator
1 | Excavation in foundation of building, bridges, and other structures, including dag belling, dressing refilling around structure with excavated earth, watering and ramming lead upto one chain (30m)and lift upto 5' (1.5 m) (b) in ordinary soil. By Manual | 1000 | 72531.6637 | [16 empty] | 72531.6637 | 15824.15 | 1147751.9269 | 157218842.1317
2 | Spraying antitermite liquid mixed with water ratio 1:40 | 1 | 88776.1875 | [16 empty] | 88776.1875 | 12.55 | 1114141.1531
3 | Cement concrete plain including, placing, compacting, finishing and curing complete (including screening and washing of stones aggregate) | [18 empty] | 0
| a) Nominal mix ratio 1:4:8 | 100 | 11548.9237 | [16 empty] | 11548.9237 | 34694.3 | 4006818.2526
4 | Pacca brick work in foundation and plinth in cement sand mortar ratio 1:6. | 100 | 44360.68 | [16 empty] | 44360.68 | 32675.95 | 14495273.6165
5 | Providing and laying damp proof course of cement 1:2:4 (using cement, sand and shingle), including bitumen coating with one coat of bitumen and one coat polythenesheet 500 gauge 1½" thick (40 mm). | 100 | 8834.1094 | [16 empty] | 8834.1094 | 11460.2 | 1012406.6026
6 | Providing and laying vertical damp proof course with cement sand plaster and bitumen coating with one coat of bitumen and one coat of polythene sheet 500 gauge-Ratio 1:3 a) ½ " thick (13 mm) | 100 | 8771.49 | [16 empty] | 8771.49 | 7607.35 | 667277.9445
7 | Filling watering ramming earth under floors with surplus earth from foundation etc. | 1000 | 31674.37 | [16 empty] | 31674.37 | 7547.75 | 239070.2262
8 | Pacca brick work in ground floor. Cement sand mortar Ratio 1:4 | 100 | 47794.11 | [16 empty] | 47794.11 | 35830.6 | 17124916.3777
9 | Providing and laying reinforced cement concrete (including prestressed concrete), using Sulphate resisting cement; coarse sand and screened graded and washed aggregate, in required shape and design, including forms, moulds, shuttering, lifting, compacting, curing, rendering and finishing exposed surface, complete 2) Plastering done under soffit of R.C.C. (but excluding the cost of steel reinforcement, its fabrication and placing in position etc.) - a) Reinforced cement concrete in roof slab, beams, columns lintels, girders and other structural members laid in situ or precast laid in position, or prestressed members cast in situ, complete in all respects. Type C (nominal mix 1:2:4) | 1 | 21724.43 | [16 empty] | 21724.43 | 741.85 | 16116268.3955
10 | Providing and Fabrication of mild steel reinforcement for cement concrete, including cutting, bending, laying in position, 13 making joints and fastenings, including cost of binding wire and labour charges for binding of steel reinforcement (also includes removal of rust from bars):- Deformed bars (Grade-60). | 100 | 65173.29 | [16 empty] | 65173.29 | 30376.9 | 19797625.13
11 | Providing and fixing windows consisting of M.S box section frame 2" x 1½" ( 50 x 40mm) Leaves frame 1½" x 1" (40 x 25 mm) box section frame for glazing 3/8" x 3/8" (10 x 10 mm) using 16 SWG sheet 'U' shaped rubber supported with 1" x 1/8" (25 x 3 mm) M.S. flat for fixing 3/16" (5 mm) thick glass panes M.S. box section 1/2" x 1/2" (13 x 13 mm) of 16 SWG for fixing 24 SWG wire gauge on outer side by means of 3/4" x 1/8" (20 x 3 mm) M.S. flat and screws including grill of M.S. flat 1/2" x 1/8" (13 x 3 mm) or 1/4" x 1/4" (6 x 6 mm) square bar with independent frame of 1/2" x 1/2" (13 x 13 mm) box section of 16 SWG i/c all C.P fitting and painting 3 coats complete in all respect. | 1 | 3276 | [16 empty] | 3276 | 2180.7 | 7143973.2
12 | Providing and fixing mild steel chowkat of doors windows C. windows etc. including holdfast making and threading 18 holes for hinges etc. complete 1½" x 1½" x 1/4" (40 x 40 x 6 mm) welded with M.S. flat 2" x 1/4" (50 m M.S. angle iron). | 1 | 3822 | [16 empty] | 3822 | 457.1 | 1747036.2
13 | Providing and fixing 1½" (40 mm) thick solid flush door shutter sterling or equivalent with commercial ply (5mm thick) on both sides double pressed and deodar wood lapping 1½" x 3/8" (40 mm x 10 mm) around shutter including chromium plated fitting, iron hinges with aluminum kick plate 22 SWG on both sides and finger plate complete in all respect. | 1 | 3822 | [16 empty] | 3822 | 638.85 | 2441684.7
14 | Providing and laying single layer of tile 9" x 4½" x 1½" laid over 4" earth and 1" thick mud plaster without bhoosa, grouted with cement mud (1:3) on top of R.C.C. roof, slab, provided with 34 lbs. per % Sft. Or 1.72 Kg./Sq.m. bitumen coating sand blinded. | 100 | 33854.8438 | [16 empty] | 33854.8438 | 13179.6 | 4461932.9869
15 | Providing and laying polythene sheet under floor or roof complete 500 gauge. | 1 | 34218.8438 | [16 empty] | 34218.8438 | 11 | 376407.2812
16 | Supplying and filling sand under floor or plugging in wells. | 100 | 7420.14 | [16 empty] | 7420.14 | 3987 | 295840.9818
17 | Providing and laying watering and ramming brick ballast 1½" to 2" (40 mm to 50 mm) mixed with 25% sand for floor foundation complete in all respect. | 100 | 9109.1 | [16 empty] | 9109.1 | 12801.2 | 1166074.1092
18 | 1½"(40 mm) thick mosaic flooring, consisting of ½ " mosaic topping of one part of cement and marble powder in the ratio of 3:1 and two parts of marble chips, laid over 1"(25 mm) thick floor of 1:2:4 cement concrete, including rubbing and polishing complete with finishing :-using grey cement | 100 | 22325.3713 | [16 empty] | 22325.3713 | 29658.5 | 6621370.2322
19 | Mosaic dado or skirting with one part of cement and marble powder in the ratio of 3:1 and two parts of marble chips, laid over ½"(13 mm) thick cement plaster 1:3, including rubbing and polishing, complete with finishing:(a) using grey cement: i) 1/2"(13 mm) thick | 100 | 14054.04 | [16 empty] | 14054.04 | 19146.85 | 2690905.9577
20 | Providing and fixing marble strip of any shade for dividing the mosaic flooring into panels(a) Size 1½" x 3/8" (40 x 10 mm) | 1 | 22750 | [16 empty] | 22750 | 39.6 | 900900
21 | Cement concrete plain including, placing, compacting, finishing and curing complete (including screening and washing of stones aggregate) | [18 empty] | 0
| b) Nominal mix ratio 1:2:4 | 100 | 1780.1875 | [16 empty] | 1780.1875 | 47135.9 | 839107.3998
22 | Cement plaster 1:4 upto 20' (6.00 m) height 1/2" (13 mm) thick. | 100 | 113184.6625 | [16 empty] | 113184.6625 | 4614.1 | 5222453.5124
23 | Cement plaster 3/8" (10 mm thick under soffit of R.C.C. roof slabs only, upto 20' height (Ratio 1:3). | 100 | 21116.55 | [16 empty] | 21116.55 | 5264.65 | 1111712.4496
24 | Distempering:- 3 coat | 100 | 99928.2375 | [16 empty] | 99928.2375 | 1548.2 | 1547088.973
25 | Providing and applying weather shield paint of approved quality on external surface of building including preparation of surface, application of primer complete in all respect: | 100 | 31339.945 | [16 empty] | 31339.945 | 7379.1 | 2312605.8815
26 | Cement pointing struck joints on wall upto 20' (6m) height (a) Ratio 1:2 including extra cost of labour and material for red oxide pigment in cement pointing to match with the colour of bricks. | 100 | 65280.215 | [16 empty] | 65280.215 | 5012.65 | 3272268.6972
27 | Providing, laying, cutting, jointing, testing and disinfecting PVC/ uPVC pipe line with `B' Class working pressure complete in all respects:- 4" i/d (100 mm) | 1 | 1183 | [16 empty] | 1183 | 514.9 | 609126.7
28 | Providing and installing P.V.C. bends, of B.S.S.b) 4" i/d (100 mm) | 1 | 182 | [16 empty] | 182 | 849.7 | 154645.4
29 | Making top khurra on roof 2' x 2' x 6". | 1 | 91 | [16 empty] | 91 | 1159.65 | 105528.15
30 | Providing and fixing sliding; bolt to doors iron sliding bolt, 10" (250 mm) long. | 1 | 182 | [16 empty] | 182 | 656.85 | 119546.7
31 | Painting new surface (c) preparing surface and painting of doors and windows any type (including edges) priming coat and 2 subsequent coats of paint. | 100 | 7644 | [16 empty] | 7644 | 3052.4 | 233325.456
32 | Providing and fitting glazed earthen ware water closet, squatter type (Orisa pattern) combined with foot rest white. | 1 | 91 | [16 empty] | 91 | 4105.05 | 373559.55
33 | Providing and fitting "P" trap 10 cm (4") glazed. | 1 | 273 | [16 empty] | 273 | 463.15 | 126439.95
34 | Providing and Fixing chromium plated bib cock (ii)1.5 cm (1/2"). | 1 | 364 | [16 empty] | 364 | 1639.2 | 596668.8
35 | Providing & fitting plastic made low down flushing cistern 13.63 litre (3 gallons) capacity, including bracket set, copper connection, etc. complete (i) white. | 1 | 91 | [16 empty] | 91 | 8069.2 | 734297.2
36 | Providing, laying, cutting, jointing, testing and disinfecting PVC/ uPVC pipe line with `B' Class working pressure complete in all respects:- 4" i/d (100 mm) | 1 | 9100 | [16 empty] | 9100 | 514.9 | 4685590
37 | Providing and installing P.V.C. bends, of B.S.S.b) 4" i/d (100 mm) | 1 | 364 | [16 empty] | 364 | 849.7 | 309290.8
38 | Providing and installing P.V.C. tees, of B.S.S.Class `B' working pressure:-b) 4" i/d (100 mm) | 1 | 364 | [16 empty] | 364 | 2374.25 | 864227
39 | Providing,laying,testing and commissioning of POLYPROPYLENE RANDOM COPOLYMER (PPRC water supply pipe ( Dadex/ Popular/ Beta or approved equivalent manufacturer, withs pecified pressure rating PN (PRESSURE NOMINAL) and conforming to DIN8077-8078 codei/ccost of solvent,specials,making jharries complete in all respect as approved and directed by Engineer Incharge.(Internal/ExternalDiametersmentioned). a) PN-16 pipe | [18 empty] | 0
i | a) 20mm | 1 | 9100 | [16 empty] | 9100 | 62.95 | 572845
ii | b) 25mm | 1 | 4550 | [16 empty] | 4550 | 87.1 | 396305
40 | Providing and fixing looking glass (mirror) 22" x 16" (55 x 40) cm, and 5 mm thick glass first quality. | 1 | 91 | [16 empty] | 91 | 1457.7 | 132650.7
41 | Providing and fixing stainless steel sink with drain board, size 120 x 60 cm (48 x 24") including bracket set, waste pipe and waste coupling. | 1 | 91 | [16 empty] | 91 | 15209.1 | 1384028.1
42 | Providing and fitting. | [18 empty] | 0
| a) Plastic soap dish. | 1 | 91 | [16 empty] | 91 | 1380 | 125580
| b) Plastic towel rail. | 1 | 91 | [16 empty] | 91 | 1610 | 146510
| c) plastic shelf 60x13cm (24" x 5") with bracket and railing. | 1 | 91 | [16 empty] | 91 | 1035 | 94185
43 | Providing and fixing chromium plated tee stop cock 15 mm (1/2"). | 1 | 91 | [16 empty] | 91 | 1999.2 | 181927.2
44 | Supply and erection of PVC pipe for wiring recessed in walls, including inspection boxes, pull boxes, hooks, cutting jharries and repairing surface, etc. complete with all specials. | [18 empty] | 0
| a) 20mm (3/4") i/d. | 1 | 9100 | [16 empty] | 9100 | 112.25 | 1021475
| b) 25 mm (1") i/d | 1 | 4550 | [16 empty] | 4550 | 133.6 | 607880
45 | Supply and erection of single core PVC insulated copper conductor cables, in prepaid P.V.C. pile/M.S. conduit/G.I. pipe/wooden strip batten/wooden casing and caping/G.I. wire/trenches (rate for cables only) (a) 250/440 volts, P.V.C. insulated. | [18 empty] | 0
| a) 3/0.74mm (3/0.029"). | 1 | 27300 | [16 empty] | 27300 | 35.7 | 974610
| b) 7/0.74mm (7/0.029"). | 1 | 9100 | [16 empty] | 9100 | 56.3 | 512330
46 | Supply and erection of copper conductor cable for service connection in prepaid pipe/G.I. wire/trenches, etc. (rate for cable only) (a) PVC insulated, PVC sheathed, twin core, 250/440 volts 7/0.44" (7/1.12mm). | 1 | 18200 | [16 empty] | 18200 | 237.65 | 4325230
47 | Supply and connection of M.S. sheet box of 16 SWG, 10 cm (4") deep with 4.75 mm thick (3/16") bakelite sheet top, for recessed wiring, including making holes for regulators switches, plugs etc. | [18 empty] | 0
| a) 10 x 10 cm (4" x 4"). | 1 | 182 | [16 empty] | 182 | 382.3 | 69578.6
| b) 17.5 x 10 cm (7" x 4"). | 1 | 364 | [16 empty] | 364 | 522.75 | 190281
| c) 22.5 x 10 cm (9" x 4"). | 1 | 91 | [16 empty] | 91 | 668.8 | 60860.8
48 | Supply and erection of switches 5 amp. Piano Type. | 1 | 3185 | [16 empty] | 3185 | 102.7 | 327099.5
49 | Supply and erection of backlite button holder shade, large size. | 1 | 546 | [16 empty] | 546 | 178.75 | 97597.5
50 | Supply and erection of ceiling rose, bakelite. | 1 | 546 | [16 empty] | 546 | 96.3 | 52579.8
51 | Supply and erection of wall socket with 3 pin 5 amp shoe. | 1 | 182 | [16 empty] | 182 | 204.7 | 37255.4
52 | Supply and erection of 3 pin switch and plug combined recessed type (ii) 10/15 amp. | 1 | 182 | [16 empty] | 182 | 213.1 | 38784.2
53 | P/F wall mounted DB (Distribution Board) made with 16SWG Sheet (Recessded/Surface mounted Type), Powder coated Paint, i/c the cost of Lock, Indication lights,Thimble, Copper Comb, Wiring, Netural & Earth Bar, Door Earthing, Digital Voltmeter,Digital Ammeter,Volt Selector Switch,Ammeter selector switch,Current Transformers and Controles Complete in all respect as approved and directed by the Engineer Incharge (Breakers will be Paid Separately)(a) 6" deep (i) 20~60A | 1 | 91 | [16 empty] | 91 | 24422.65 | 2222461.15
54 | Suppling,Installation and comissioning of MCB (Miniature Circuit Breaker) of specified rating made of LEGRAND FRANCE/ GE U.S.A / SCHNEIDER GERMANY /SIEMEN GERMAN/TERASAKI JAPAN/ ABB SWITZERLAND in prelaid DBs and Panels i/c the cost of screwes,necessary wire completb) Double Pole(iii) 6-63 Amp (10 KA) | 1 | 91 | [16 empty] | 91 | 5616.25 | 511078.75
55 | Suppling,Installation and comissioning of MCB (Miniature Circuit Breaker) of specified rating made of LEGRAND FRANCE/ GE U.S.A / SCHNEIDER GERMANY /SIEMEN GERMAN/TERASAKI JAPAN/ ABB SWITZERLAND in prelaid DBs and Panels i/c the cost of screwes,necessary wire complet Single Pole(iii) 6-63 Amp (10 KA) | 1 | 364 | [16 empty] | 364 | 1453.75 | 529165
56 | Supply and erection of 3/8" (10mm) dia M.S. bar fan hook, placed at the time of casting of slab. | 1 | 91 | [16 empty] | 91 | 83.75 | 7621.25
57 | Providing and fixing Pakistan Energy Label NEECA approved Copper winded Ceiling Fan i/c the cost of necessary cable and hardware for connection as approved and directed by Engineer Incharge. 56" Sweep | 1 | 91 | [16 empty] | 91 | 10815.4 | 984201.4
58 | Erecting of ceiling fan along with regulator (all sizes) including carriage local railway station/ store to site of work, electric wire/cable for suspension rod and board connection and cutting, threading on the rod where necessary. | 1 | 91 | [16 empty] | 91 | 663.65 | 60392.15
59 | Supply and erection of tube light, including rod, choke, starter with frame, flexible wire, including connection from ceiling rose, etc., complete ii)single rod (40 watts) with one choke and one starter. | 1 | 546 | [16 empty] | 546 | 1995.3 | 1089433.8
60 | Provided and installed 1 HP electric water pump with 70 ft bore, and successfully installed a 200-gallon water tank including all accessories and plumbing connections. | 1 | 91 | [16 empty] | 91 | 99800 | 9081800
61 | Carriage of 100 Cf t. (2.83 cu.m) of all materials like stone aggregate, spawl, kankar lime (unslaked), surkhi , etc. or 150 Cf t. (4.25 cu.m) timber, by truck or by any othermeans owned by the contractor from Sakhi Sarwar Quarry to site 275 Km including first 11KM hilly area. | [18 empty] | 0
i | PCC 1:4:8 | 100 | 11086.9668 | [16 empty] | 11086.9668 | 14042.6 | 1556898.3999
ii | PCC 1:2:4 | 100 | 1566.565 | [16 empty] | 1566.565 | 14042.6 | 219986.4567
iii | RCC 1.2.4 | 100 | 19117.4984 | [16 empty] | 19117.4984 | 14042.6 | 2684593.8303
iv | DPC 1.2.4 | 100 | 971.752 | [16 empty] | 971.752 | 14042.6 | 136459.2507 | 157218842.1317
12 | Electrical Work
1 | HT Spun Pole 45' | 1 | 25 | [16 empty] | 25 | 71344 | 1783600
2 | HT S/STRUCTURE Pole 36' | 1 | 700 | [16 empty] | 700 | 71680 | 50176000
3 | Earthing | 1 | 700 | [16 empty] | 820 | 5488 | 4500160
4 | Steel -X-ARMS | 1 | 1000 | [16 empty] | 1760 | 8333 | 14666080
5 | 11-KV Disc: Insulator | 1 | 1500 | [16 empty] | 1500 | 4250 | 6375000
6 | Eye Nut/Ahchore Shakle/D.End Clump | 1 | 1200 | [16 empty] | 1200 | 609 | 730800
7 | 11KV Pin Insulator with Pins | 1 | 250 | [16 empty] | 2350 | 1797 | 4222950
8 | D-Shakel + Spool Insulator | 1 | 1000 | [16 empty] | 1000 | 599 | 599000
9 | DA Bolts | 1 | 700 | [16 empty] | 700 | 358 | 250600
10 | Nuts & Bolts 14" | 1 | 500 | [16 empty] | 500 | 208 | 104000
11 | Nuts & Bolts 12" | 1 | 500 | [16 empty] | 500 | 184 | 92000
12 | Nuts & Bolts 02" | 1 | 200 | [16 empty] | 200 | 49 | 9800
13 | Stay Rod + stay strips Complete | 1 | 150 | [16 empty] | 150 | 3935 | 590250
14 | Stay Wire | 1 | 1200 | [16 empty] | 1870 | 399 | 746130
15 | ACSR Rabbit Conductor | 1 | 55000 | [16 empty] | 58200 | 246 | 14317200 | 99163570
16 | Transformer 400-KVA | 1 | 2 | [16 empty] | 2 | 2189000 | 4378000 | 40158955
17 | Transformer 100-KVA | 1 | 5 | [16 empty] | 5 | 506760 | 2533800
18 | Transformer 50-KVA | 1 | 5 | [16 empty] | 5 | 400567 | 2002835
19 | Transformer 25-KVA | 1 | 40 | [16 empty] | 40 | 286340 | 11453600
23 | Plate form D/Edge | 1 | 60 | [16 empty] | 60 | 24290 | 1457400
25 | Nuts & Bolts | 1 | 500 | [16 empty] | 500 | 198 | 99000
26 | D-Fues Fitting Set | 1 | 150 | [16 empty] | 150 | 18250 | 2737500
27 | Steel Crass arm for D fuse Mounting | 1 | 50 | [16 empty] | 50 | 4770 | 238500
28 | LT Capacitor | 1 | 50 | [16 empty] | 50 | 10900 | 545000
29 | LT Spun Pole 31' | 1 | 500 | [16 empty] | 500 | 23650 | 11825000
30 | street light pole bracket 30 mm (1¼") G.I. pipe 2 metre long, complete with 2 No. pole clamp. (Ch-24) [Pump station + Tubewell Rooms) | 1 | 200 | [16 empty] | 200 | 3378.5 | 675700
31 | Supply and erection of pole mounted street light, holders, shade and glass, etc., for fitting 125/250 watts mercury vapour lamp (excluding cost of lamps): ii) Philips design (Ch 24) [Pump station + Tubewell Rooms) | 1 | 200 | [16 empty] | 200 | 6949.8 | 1389960
32 | Supply and fitting of mercury vapour lamp, complete with choke set ii) 250 watt lamp (Ch 24) [Pump station + Tubewell Rooms) | 1 | 200 | [16 empty] | 200 | 4113.3 | 822660
33 | PVC 4/C Cable 19.083 (70mm Armoured | 1 | 5000 | [16 empty] | 5000 | 976 | 4880000
34 | AMR METER HT/LT Type (bi-directional) | 1 | 50 | [16 empty] | 50 | 48900 | 2445000
35 | ATB A-Type 100/5 | 1 | 10 | [16 empty] | 10 | 31300 | 313000
36 | Earthing | 1 | 20 | [16 empty] | 20 | 5488 | 109760
37 | CTs 100/5 Amp | 1 | 80 | [16 empty] | 80 | 10530 | 842400
38 | (A) Cost of 11 KV Line material | 1 | [17 empty] | 0 | 16263340 | 16263340
39 | (B) Cost of Sub Station material | 1 | [17 empty] | 0 | 5598490 | 5598490
40 | (c.) Cost of service and Metering material | 1 | [17 empty] | 0 | 1034832 | 1034832
41 | Earthing Pit & Material will be provided by consumer | 1 | [17 empty] | 0 | 8064000 | 8064000
42 | Contractor Charges/ Foundation Charges 60000 x 700 | 1 | [17 empty] | 0 | 42000000 | 42000000
43 | Feeder Rehablitation Charges / Security | 1 | [17 empty] | 0 | 2000000 | 2000000 | 222873347
44 | 630 KVA TRANSFORMER | 1 | [8 empty] | 2 | [8 empty] | 2 | 2375000 | 4750000 | 13826383 | 14594316
45 | 200 KVA TRANSFORMER | 1 |  |  |  |  | 1 |  | 1 | [10 empty] | 2 | 904422 | 1808844 |  | 767933
46 | D/STRUCTURE PLATEFORM | 1 |  |  |  |  | 1 |  | 1 |  | 5 | [8 empty] | 7 | 24290 | 170030
48 | LT PCC POLE | 1 |  |  |  |  | 1 |  | 1 |  | 25 | [8 empty] | 27 | 23650 | 638550
49 | ATB A TYPE | 1 |  |  |  |  | 2 |  | 2 |  | 3 | [8 empty] | 7 | 31300 | 219100
50 | CTS 100/5 | 1 |  |  |  |  | 8 |  | 8 |  | 12 | [8 empty] | 28 | 10530 | 294840
51 | 25 KVATRANSFORMER | 1 | 1 | 1 | 1 | 1 |  | 1 |  | 1 | [9 empty] | 6 | 286340 | 1718040
52 | S/STRUCTURE PLATEFORM | 1 | 1 | 1 | 1 | 1 |  | 1 |  | 1 | [9 empty] | 6 | 15786 | 94716
53 | HT PCC POLE | 1 | 3 | 1 | 1 | 4 |  | 1 |  | 1 | [9 empty] | 12 | 33000 | 396000
55 | D-Fuse Fitting | 1 | 3 | 3 | 3 | 3 | 3 | 3 | 3 | 3 | 9 | [8 empty] | 33 | 18250 | 602250
56 | ACSR RABBIT | 1 | 930 | 30 | 380 | 1130 | 50 | 380 | 50 | 290 | 150 | [8 empty] | 3390 | 245 | 830550
57 | AMR METER | 1 | 1 | 1 | 1 | 1 | 1 | 1 | 1 | 1 | 1 | [8 empty] | 9 | 35200 | 316800
58 | Pin Insulator with Pins | 1 | 9 | 6 | 6 | 12 | 6 | 6 | 6 | 6 | 8 | [8 empty] | 65 | 1797 | 116805
59 | 11 KV Disc | 1 | 6 |  | 6 | 6 |  | 6 |  | 6 | [9 empty] | 30 | 4250 | 127500
60 | Stay Rods | 1 | 4 |  | 2 | 4 |  | 2 |  | 2 | [9 empty] | 14 | 3591 | 50274
62 | Earth Rods | 1 | 7 | 3 | 4 | 8 | 4 | 4 | 4 | 4 | 20 | [8 empty] | 58 | 1498 | 86884
63 | PVC 4/C 19/.052 | 1 | 30 | 30 | 30 | 30 | 100 | 100 |  | 200 | [9 empty] | 420 | 435 | 182700
64 | PVC 4/C 19/.083 | 1 | [6 empty] | 200 |  | 1000 | [8 empty] | 1300 | 975 | 1267500
65 | Nuts & Bolts | L/S | 1 | 1 | 1 | 1 | 1 | 1 | 1 | 1 | 1 | [8 empty] | 9 | 155000 | 155000
66 | Civil Work Charges (Contactor Charges) | 1 | 3 | 1 | 1 | 4 | 1 | 1 | 2 | 1 | 1 | [8 empty] | 15 | 15000 | 225000 | 236924730 | 3629203
67 | Providing and fixing barbed wire fencing, with 4 horizontal and two cross wires, with R.C.C. 1:2:4 posts, 5.5'x6"x9" (1.68mx150mmx225 mm) at 8 ft. (2.45 m) center to center, reinforced with 4 No. 3/8" (10 mm) dia vertical bars and 1/8" (3 mm) dia stirrups 12" (300 mm) center to center, complete in all respects. in cement concrete 1:4:8 base of size 12"x12"x21" | 100 | 49390 | [16 empty] | 49390 | 69347.9 | 34250927.81 |  | 240553933
68 | Excavation in foundation of building, bridges, and other structures, including dag belling, dressing refilling around structure with excavated earth, watering and ramming lead upto one chain (30m)and lift upto 5' (1.5 m) (b) in ordinary soil. | 1000 | 2062.982 | [16 empty] | 2062.982 | 15824.15 | 32644.9366 |  | -623
69 | Cement concrete plain including, placing, compacting, finishing and curing complete (including screening and washing of stones aggregate) a) Nominal mix ratio 1:4:8 | 100 | 515.7455 | [16 empty] | 515.7455 | 34694.3 | 178934.291
70 | Pacca brick work in foundation and plinth in cement sand mortar ratio 1:6. | 100 | 745.6455 | [16 empty] | 745.6455 | 32675.95 | 243646.7508
71 | Providing and laying damp proof course of cement 1:2:4 (using cement, sand and shingle), including bitumen coating with 2 coats of bitumen: 1½" thick (40 mm). | 100 | 427.5 | [16 empty] | 427.5 | 11851.7 | 50666.0175
72 | Pacca brick work other than building upto 10ft. (3 m) Ratio 1:4 | 100 | 1656.5625 | [16 empty] | 1656.5625 | 35727 | 591840.0844
73 | Cement plaster 1:4 upto 20' (6.00 m) height 1/2" (13 mm) thick. | 100 | 6225.4688 | [16 empty] | 6225.4688 | 4614.1 | 287249.3536
74 | Providing and fixing collapsible gate made of 2"x2"x"¼" (50x50x6 mm) tee iron at top and bottom, channel iron verticals ¾"x¼"x¼"x1/8" (20x6x6x3 mm) at 3" (75 mm) to 5" (125 mm) centre to centre (approximate) and flat iron crosses 3"x3/16" (75x5 mm), and best quality rollers at bottom of 3" (75 mm) diameter including holdfasts, handles 12" (300 mm) long of ¾"x¼"x¼"x1/8" (20x6x6x3 mm) channel iron, locking arrangement inside and outside, painting 3 coats of black Japan enameled, complete in working order. | 1 | 6650 | [16 empty] | 6650 | 1985.95 | 13206567.5
75 | Supply and erection PVC pipe for recessed wiring (main and sub-main) purpose, including bends, specials, etc. in floor, wall or trenches:- 50mm i/d | 1 | 14250 | [16 empty] | 14250 | 234.95 | 3348037.5
76 | Supply and erection of single core PVC insulated copper conductor cables, in prelaid PVC pipe/M.S. conduit/G.I pipe/wooden strip batten/wooden casing an capping/G.I. wire/trenches (rate for cables only):7/0.74 mm (7/0.029") | 1 | 28500 | [16 empty] | 28500 | 56.3 | 1604550 | 53795064.2438
13. Installation of Tubewells | Installation of Tubewells
1 | Providing installation, testing, and commissioning of a vertical deep well turbine tubewell pump with discharge 2 cusec against 70 ft head, including bowl assembly, vertical column pipe with shaft, motor, pre-lubrication tank, foundation fixing and alignment, MCCB/control panel with all electrical connections, cables and accessories from transformer to tubewell including earthing and protection devices, complete suction and delivery piping up to 25 ft outlet basin of approved material (MS/CI) with bends, flanges, valves, gaskets, supports and accessories, carrying out all works for energizing, testing, and full-load commissioning; pump casing in Gray Cast Iron EN-GJL-250, impeller in Stainless Steel grade 1.4408, column pipe coated internally and externally with epoxy paint, materials verified per EN 10204-3.1, minimum 80% efficiency per ISO 9906-1B; motor of reputed manufacturer, vertical solid shaft, IE3 efficiency class, 15 kW (20 HP, 1450 rpm), 4-pole, 3-phase, 50 Hz, 380/400 V, manufacturer to have in-house hydraulic and metallurgical testing facility, complete in all respects suitable for tubewell application. [including transportation and all overhead charges] | 1 | 37 | [16 empty] | 37 | 4350150 | 160955550
2 | Providing installation, testing and commissioning of horizontal centrifugal pump having discharge capacity of 10 cusec against 30 ft - 35 ft head including pump, motor, bowl assembly, column set, pre-lubrication tank, foundation fixing and alignment, MCCB/control panel with all electrical cables and connections from transformer to pump including earthing and protection devices, complete suction piping inside the chamber (SS/MS/CI) and delivery piping up to the outlet basin (40–50 ft) of approved material (Fibre reinforced cement/upvc of suitable internal diameter size as approved by E-in-C) with all bends, flanges, gaskets, supports and accessories, and carrying out all works necessary for energizing, testing and full-load commissioning of the complete pump set in all respects.. Pump shall have min. 81% efficiency which should be verified according to ISO 9906-1B standard. Material of pump casing shall be Gray cast iron EN-GJL-250 having impeller in Stainless Steel grade 1.4408. Pump shall be coated internally with epoxy paint. Material of pump shall be verified according to material test certificate EN 10204-3.1. Motor shall be of reputed manufacturer having min. IE3 efficiency class. Rating of motor to be 37 KW (50HP, 950 rpm)/6 pole, 3 phase, 50 Hz, 380/400 Volts. Manufacturer shall have its own testing facility to verify pumps hydraulic performance testing. Manufacturer shall have its own material testing lab to verify metallurgical testing. [including transportation and all overhead charges] | 1 | 8 | [16 empty] | 8 | 3886124 | 31088992
3 | Providing installation, testing and commissioning of horizontal centrifugal pump having discharge capacity of 10 cusec against 40 ft - 45 ft head including pump, motor, bowl assembly, column set, pre-lubrication tank, foundation fixing and alignment, MCCB/control panel with all electrical cables, accessories and connections from transformer to pump including earthing and protection devices, complete suction piping inside the chamber (SS/MS/CI) and delivery piping up to the outlet basin (40–50 ft) of approved material (Fibre reinforced cement/upvc of suitable internal diameter size as approved by E-in-C) with all bends, flanges, valves, gaskets, supports and accessories, and carrying out all works necessary for energizing, testing and full-load commissioning of the complete pump set in all respects.. Pump shall have min. 82% efficiency which should be verified according to ISO 9906-1B standard. Material of pump casing shall be Gray cast iron EN-GJL-250 having impeller in Stainless Steel grade 1.4408. Pump shall be coated internally with epoxy paint. Material of pump shall be verified according to material test certificate EN 10204-3.1. Motor shall be of reputed manufacturer having min. IE3 efficiency class. Rating of motor to be 45 KW (60HP, 950 rpm)/6 pole, 3 phase, 50 Hz, 380/400 Volts. Manufacturer shall have its own testing facility to verify pumps hydraulic performance testing. Manufacturer shall have its own material testing lab to verify metallurgical testing. [including transportation and all overhead charges] | 1 | 6 | [16 empty] | 6 | 4140119 | 24840714
4 | Providing installation, testing and commissioning of horizontal centrifugal pump having discharge capacity of 20 cusec against 30 ft - 35 ft head including pump, motor, bowl assembly, column set, pre-lubrication tank, foundation fixing and alignment, MCCB/control panel with all electrical cables, accessories and connections from transformer to pump including earthing and protection devices, complete suction piping inside the chamber (SS/MS/CI) and delivery piping up to the outlet basin (40 -- 50 ft) of approved material (Fibre reinforced cement/upvc of suitable internal diameter size as approved by E-in-C) with all bends, flanges, valves, gaskets, supports and accessories, and carrying out all works necessary for energizing, testing and full-load commissioning of the complete pump set in all respects.. Pump shall have min. 83% efficiency which should be verified according to ISO 9906-1B standard. Material of pump casing shall be Gray cast iron EN-GJL-250 having impeller in Stainless Steel grade 1.4408. Pump shall be coated internally with epoxy paint. Material of pump shall be verified according to material test certificate EN 10204-3.1. Motor shall be of reputed manufacturer having min. IE3 efficiency class. Rating of motor to be 75 KW (100HP, 950 rpm)/8 pole, 3 phase, 50 Hz, 380/400 Volts. Manufacturer shall have its own testing facility to verify pumps hydraulic performance testing. Manufacturer shall have its own material testing lab to verify metallurgical testing. [including transportation and all overhead charges] | 1 | 1 | [16 empty] | 1 | 8178639 | 8178639
5 | Providing installation, testing and commissioning of vertical tubular casing pump with ever cleaning blades having discharge capacity of 40 cusec against 16-25 ft head including pump, motor, bowl assembly, column set, pre-lubrication tank, foundation fixing and alignment, MCCB/control panel with all electrical cables, accessories and connections from transformer to pump including earthing and protection devices, complete suction piping inside the chamber (SS/MS/CI) and delivery piping up to the outlet basin (40–50 ft) of approved material (Fibre reinforced cement/upvc of suitable internal diameter size as approved by E-in-C) with all bends, flanges, valves, gaskets, supports and accessories, and carrying out all works necessary for energizing, testing and full-load commissioning of the complete pump set in all respects. . Pump shall have min. 84% efficiency which should be verified according to ISO 9906-1B standard. Material of pump casing shall be Gray cast iron JL-1040 having propeller (ever cleaning blades) in Stainless Steel grade 1.4408. Pump and column pipe shall be coated internally and externally with epoxy paint. Material of pump shall be verified according to material test certificate EN 10204-3.1. Motor shall be of reputed manufacturer having min. IE3 efficiency class. Vertical solid shaft. Rating of motor to be 110 KW (150HP, 450 rpm)/8 pole, 3 phase, 50 Hz, 380/400 Volts. . Manufacturer shall have its own testing facility to verify pumps hydraulic performance testing. Manufacturer shall have its own material testing lab to verify metallurgical testing. [including transportation and all overhead charges] | 1 | 8 | [16 empty] | 8 | 13004544 | 104036352
6 | Providing, installation, testing and comissioning of 5 Ton and more capacity Gantry Craine, with girder bridge type arrangement, fitted with electric motor for its operation and mobility, electric wiring and fixing in position, complete in all rspect. | 1 | 3 | [16 empty] | 3 | 1472223 | 4416669
| Providing, installation, testing and comissioning of 5 Ton and more capacity Gantry Craine, with girder bridge type arrangement, fitted with electric motor for its operation and mobility, electric wiring and fixing in position, complete in all rspect. | 1 | 1 | [16 empty] | 1 | 1315342 | 1315342
7 | Providing, installation, testing and comissioning of 10 Ton and more capacity Gantry Craine, with girder bridge type arrangement, fitted with electric motor for its operation and mobility, electric wiring and fixing in position, complete in all rspect. | 1 | 1 | [16 empty] | 1 | 1472223 | 1472223
8 | Direct Rotary / Reverse Rotary drilling of bore for tubewell in all type of soil except shingle gravel and rock. i). 15 " To 18" ( 500 to 650 mm) | Rft | 8140 | [16 empty] | 8140 | 864.05 | 7033367
9 | Collection of lithological samples with sieve analysis at every 5 ft. interval or change of lithology whichever is earlier. | 1 | 1628 | [16 empty] | 1628 | 80 | 130240
10 | Furnishing sample of water from bore hole. | Per Set of 2 bottles | 37 | [16 empty] | 37 | 232.8 | 8613.6
11 | Providing, installations testing and commissioning of 16” dia fiberglass blind pump housing casing with 6mm wall thickness having quick lock mechanical key joints complete in all respect as per specification and approved by the Engineer. | Rft | 2590 | [16 empty] | 2590 | 5371 | 13910890
12 | Providing and installation of Fibre Glass reducer 16”x10” with wall thickness 5.5 mm. complete in all respect as per specification and approved by the Engineer. | 1 | 74 | [16 empty] | 74 | 35582 | 2633068
13 | Providing and installing Fiberglass Reinforced Polypropelene (FRP) strainer of specifid wall thickness having slot size of 0.9 mm to 1.10 mm in Tubewell borehole i/c the cost of male/female coupling with Nylone Strip,studs complete in all respect as approved and directed by the Engineer Incharge vi) 10" inch dia (6.35 mm thickness | Rft | 4440 | [16 empty] | 4440 | 3866.45 | 17167038
14 | Proving and installation of fiberglass Blank blind casing pipe dia 10” with 5.5” wall thickness. complete in all respect as per specification and approved by the Engineer. | Rft | 740 | [16 empty] | 740 | 3583 | 2651420
15 | Providing and installing Fiber glass Reinforced Polypropelene (FRP) bail plug of specified wall thickness having slot size of 0.9 mm to 1.10 mm in Tubewell bore hole i/c the cost of male / female coupling with Nylone Strip, studs complete in all respect as approved and directed by the Engineer Incharge.vi) 10"dia (6.35mm thickness) | Rft | 370 | [16 empty] | 370 | 3735.5 | 1382135
16 | Providing and installation of centralizer complete in all respect as per specification and approved by the Engineer. | 1 | 148 | [16 empty] | 148 | 1148 | 169904
17 | Shrouding with graded pea gravel 3/8" to 1/8" arround tubewell casing in the bore hole. | Cft | 6520.88 | [16 empty] | 6520.88 | 186.65 | 1217122.252
18 | Testing and Development of tubewell of size 6"(150 mm ) and above continusly. ii) Above 1.5 cs Discharge | Hours | 2664 | [16 empty] | 2664 | 3253.1 | 8666258.4
19 | Supply and erection of copper conducter cables for service connection (rate for cable only), PVC insulated, PVC sheathed 4 core , 600/1100 volt non armoured cable. (7/0.064") | Rft | 1850 | [16 empty] | 1850 | 924.05 | 1709492.5
20 | Excavation of trenches in all kinds of soil except cutting rock, for watersupply pipelines upto 5 ft. (1.5 m) depth from ground level, including trimming, dressing sides leveling the beds of trenches to correct grade and cutting pits for joints, etc. complete in all respects. | 1000 | 118400 | [16 empty] | 118400 | 11293.9 | 1337197.76
21 | Rehandling of earthwork lead upto a lead of 50 ft. | 1000 | 118400 | [16 empty] | 118400 | 5266.8 | 623589.12
22 | Providing,laying,testing and commissioning μPVC (Unplasticized Poly vinyl Chloride Pressure pipe of nominal diameter, conforming to PS-3051/BS-3505, Dadex/ Popular/ Beta or approved equivalent manufacturer,i/c the cost of solvent and specials complete as approved and directed by the Engineer Incharge. a)Class-D 12 inch | Lft | 14800 | [16 empty] | 14800 | 3565 | 52762000
23 | Providing,laying,testing and commissioning μPVC (Unplasticized Poly vinyl Chloride Pressure pipe of nominal diameter, conforming to PS-3051/BS-3505, Dadex/ Popular/ Beta or approved equivalent manufacturer,i/c the cost of solvent and specials complete as approved and directed by the Engineer Incharge. a)Class-D 3 inch | Lft | 555 | [16 empty] | 555 | 500.3 | 277666.5 | 111680002.132
14 | Solarization of Tubewells
1 | Providing installation, testing, and commissioning of a 22.5 kW Solar PV system capable of running a horizontal centrifugal pump with discharge 2 cusec against 70 ft head, pump minimum 81% efficiency, including Tier-1 Bloomberg-certified mono / bi-facial N-type solar panels (JINKO / LONGI / JA / Canadian / AKCome / TW / Trina, 700+ W/panel, 23.5% efficiency), solar pump inverter INVT suitably rated for system capacity, mounted on 12 ft high L2/L3/L4 galvanized steel structure (14 gauge) with complete mechanical and civil works, DC and AC cabling with XLPE/PVC insulated tin-coated copper wires, combiner boxes, AC & DC breakers, SPDs (A+ grade), all distribution/protection boxes (12"×18"×18" SWG or equivalent), PVC pipes, flexible pipes (1–1.5"), thimbles (O-type, U-type with shrouds), Rawl bolts, nuts and bolts, complete earthing system, lightning arrestor, all civil works, foundations, and supports, all electrical connections for net metering with meter, transportation of all materials from warehouse to site, testing, commissioning, and manufacturer-provided maintenance/after-sales service for up to 2 years, complete in all respects as directed by the Engineer-in-Charge. | 1 | 87 | [16 empty] | 87 | 1950150 | 169663050
3 | GNSS (Topographical) Surveying instrument with Base, Rover, Controller complete in all respect | 1 | 1 | [16 empty] | 1 | 1829000 | 1829000
4 | Providing and supplying a complete aerial topographic survey package consisting of a professional RTK-enabled survey drone, high-resolution photogrammetry camera, licensed processing software, additional 8 batteries with charging hub, Ground Control Point (GCP) sets/markers, High graded RTK base station kit with tripod and pole, and 5 TB rugged NVMe SSD storage, complete in all respects (Equivalent: DJI Matrice 350 RTK Drone, Zenmuse P1c etc) | 1 | 1 | [16 empty] | 1 | 4250000 | 4250000
5 | Providing and supplying a Total Station with angle accuracy ≤5″, EDM reflectorless range ≥500 m, prism range ≥1500 m, distance accuracy ±(2 mm + 2 ppm), 30× telescope, dual-axis compensator, rechargeable batteries with charger, prism set with pole, tripod, data storage/USB/Bluetooth interface, carrying case, calibration certificate, and all accessories complete. | 1 | 1 | [16 empty] | 1 | 1475000 | 1475000
6 | Providing and supplying an automatic self-leveling Auto-Level with minimum 32× magnification, ±2 mm/km accuracy, dual-axis compensator, tripod, 2.5 m leveling staff, carrying case, calibration certificate, and all accessories complete. | 1 | 4 | [16 empty] | 4 | 129800 | 519200
7 | Providing and supplying a high-performance workstation laptop with Intel Core i9-14900HX / AMD Ryzen 9 7940HX or higher, 64GB DDR5 RAM, 2TB NVMe Gen-5 M.2 SSD, dedicated NVIDIA RTX 4080 (12GB) or higher GPU, Windows 11 Pro, full-size keyboard with numeric pad, complete with premium laptop bag, wireless headphones (Sennheiser/Beats/Sony/Anker or equivalent), USB 3.2 Gen-2 (10Gbps) flash drive, and Logitech MX Master 3S wireless mouse or equivalent, complete in all respects. | 1 | 2 | [16 empty] | 2 | 850000 | 1700000
8 | Providing installation, testing, and commissioning of a 64 kW Solar PV system capable of operating a horizontal centrifugal pump with discharge 10 cusec against 40 - 45 ft head, pump minimum 82% efficiency verified as per ISO 9906-1B standard, including Tier-1 Bloomberg-certified mono/ bi-facial N-type solar panels (JINKO / LONGI / JA / Canadian / AKCome / TW / Trina, 700+ W/panel, 23.5% efficiency), solar pump inverter INVT suitably rated for system capacity, mounted on 12 ft high L2/L3/L4 galvanized steel structure (14 gauge) with complete mechanical and civil works, DC and AC cabling using XLPE/PVC insulated tin-coated copper wires, combiner boxes, AC & DC breakers, SPDs (A+ grade), all distribution/protection boxes (12"×18"×18" SWG or equivalent), PVC pipes, flexible pipes (1–1.5"), thimbles (O-type, U-type with shrouds), Rawl bolts, nuts and bolts, complete earthing system, lightning arrestor, all civil works, foundations, and supports, electrical connections for net metering with meter, transportation of all materials from warehouse to site, testing, commissioning, and manufacturer-provided maintenance/after-sales service for 2 years, complete in all respects as directed by the Engineer-in-Charge. | 1 | 6 | [16 empty] | 6 | 5061387.5 | 30368325
| Providing installation, testing, and commissioning of a 53.5 kW Solar PV system capable of running a horizontal centrifugal pump with discharge 10 cusec against 30–35 ft head, pump minimum 81% efficiency, including Tier-1 Bloomberg-certified mono / bi-facial N-type solar panels (JINKO / LONGI / JA / Canadian / AKCome / TW / Trina, 700+ W/panel, 23.5% efficiency), solar pump inverter INVT suitably rated for system capacity, mounted on 12 ft high L2/L3/L4 galvanized steel structure (14 gauge) with complete mechanical and civil works, DC and AC cabling with XLPE/PVC insulated tin-coated copper wires (DC 1-core 6 mm, AC 4-core 6 mm, 25 mm PVC/XLPE), combiner boxes, AC & DC breakers, SPDs (A+ grade), all distribution/protection boxes (12"×18"×18" SWG or equivalent), PVC pipes, flexible pipes (1–1.5"), thimbles (O-type, U-type with shrouds), Rawl bolts, nuts and bolts, complete earthing system, lightning arrestor, all civil works, foundations, supports, electrical connections for net metering with meter, transportation of all materials from warehouse to site, testing, commissioning, and manufacturer-provided maintenance/after-sales service for 2 years, complete in all respects as directed by the Engineer-in-Charge. | 1 | 7 | [16 empty] | 7 | 4116450 | 28815150
| Providing installation, testing, and commissioning of a 107 kW Solar PV system for a horizontal centrifugal pump with discharge 20 cusec against 30 - 35 ft head, pump minimum 83% efficiency, including Tier-1 Bloomberg-certified mono/ bi-facial N-type solar panels (JINKO / LONGI / JA / Canadian / AKCome / TW / Trina, 700+ W/panel, 23.5% efficiency), solar pump inverter INVT suitably rated for system capacity, mounted on 12 ft high L2/L3/L4 galvanized steel structure (14 gauge) with complete mechanical and civil works, DC and AC cabling with XLPE/PVC insulated tin-coated copper wires (DC 1-core 6 mm, AC 4-core 6 mm, 25 mm PVC/XLPE), combiner boxes, AC & DC breakers, SPDs (A+ grade), all distribution/protection boxes (12"×18"×18" SWG or equivalent), PVC pipes, flexible pipes (1–1.5"), thimbles (O-type, U-type with shrouds), Rawl bolts, nuts and bolts, complete earthing system, lightning arrestor, all civil works, foundations, and supports, all electrical connections for net metering with meter, transportation of all materials from warehouse to site, testing, commissioning, and manufacturer-provided maintenance/after-sales service for up to 2 years, complete in all respects as directed by the Engineer-in-Charge. | 1 | 1 | [16 empty] | 1 | 8787425 | 8787425
a | Surface water Monitoring for Construction Phase | Lump Sump | [17 empty] | 0 |  | 1300000
b | Groundwater Monitoring for Construction Phase | Lump Sump | [17 empty] | 0 |  | 700000
c | Ambient Air Quality Monitoring for Construction Phase | Lump Sump | [17 empty] | 0 |  | 500000
a | Surface water MonitoringFor Operational Phase | Lump Sump | [17 empty] | 0 |  | 500000
b | Groundwater Monitoring For Operational Phase | Lump Sump | [17 empty] | 0 |  | 500000
a | Drinking Water Monitoring for Drinking Water & Groundwater Monitoring near disposal Pit | Lump Sump | [17 empty] | 0 |  | 250000
b | Groundwater Monitoring for Drinking Water & Groundwater Monitoring near disposal Pit | Lump Sump | [17 empty] | 0 |  | 250000
a | Training Session | Lump Sump | 5 | [16 empty] | 5 | 100000 | 500000
13 | Emergency Plan | Lump Sump | 1 | [16 empty] | 1 |  | 1500000
14 | Environmental Audit Cost | Lump Sump | 3 | [16 empty] | 3 | 500000 | 1500000
15 | Site Visits by Regulatory Authorities | Lump Sump | 1 | [16 empty] | 1 |  | 500000
a | Sign Board for traffic management cost | Lump Sump | 1 | [16 empty] | 1 |  | 125000
b | Barricading Fence along Access Roads for traffic management cost | Lump Sump | 1 | [16 empty] | 1 |  | 100000 | [7 empty] | 0
c | Temporary Speed Breakers for traffic management cost | Lump Sump | 1 | [16 empty] | 1 |  | 100000 | [5 empty] | 187601.82 | 40000 | 227601.82
d | Controlling Dust Pollution for traffic management cost | Lump Sump | 1 | [16 empty] | 1 |  | 175000 | [5 empty] | 101544.2 | 40000 | 141544.2
e | Relocation of amenities and localized widening of road and barrier for traffic management cost | Lump Sump | 1 | [16 empty] | 1 |  | 500000 | 9000000 |  |  |  |  | 134924 | 40000 | 174924
[28 empty] | 207719.6 | 40000 | 247719.6
[28 empty] | 274993.6 | 156780 | 431773.6
[21 empty] | Total | 2264326090.2353 | [5 empty] | 141014 | 40000 | 181014
[28 empty] | 301093.6 | 156780 | 457873.6
[21 empty] | Required | 2279229198.29 | [5 empty] | 143304 | 40000 | 183304
[28 empty] | 1426668.4 | 156780 | 1583448.4
[21 empty] | Diffrance | -14903108.0547 | 16069459 | [6 empty] | 3629203.22
4726644
[22 empty] | 69532.9453 | 11342815
3629203
623
0

## BOQ with Rates (6)
MITIGATION OF WATERLOGGING IN DISTRICT RAHIMYAR KHAN
BOQ
Sr. No | Item | Unit | 2-L Manthar Drain | 3-L Manthar Drain | 4-L Manthar Drain | Pattan Minara Drain | Manthar Drain | Khanpur Drain | D-1 Drain | D-1 Sub Drain | D-2 Drain | D-3 Drain | 1-L of D-1 Drain | Jarewala Drain | New 1-L / Jarewala | Existing 1-L / Jarewala Drain | Link Channels of Jarewala | New 1-L / Jarewala | Add QTY | Total QTY | Rate | Amount (PKR)
1 | Earthwork
1 | Earth Work in excavation of drains, irrigation channels through excavator/ drag lines in all kind of soil and conditions (dry, wet slush, daldal and under water ) including its disposal and preperation of working pad for operation of machinary. (rates includes 100ft lead) | 1000 | 616487.5 | 590424.88 | 203524.5 | 2110200 | 15023937.5 | 10154747.5 | 19380715.75 | 4710315 | 2187776.7 | 1671902.14 | 307260.39 | 4234073.1 | 3676695 | 15402.5 | 4410982.06 |  |  | 69294444.52 | 4640.7 | 321574728.684
4 | Earth work in excavation of drains in irrigation channels through excavater / draglines in all kind of soil and conditions | 1000 | [11 empty] | 35774.04 |  | 8700 |  |  |  | 44474.04 | 4640.7 | 206390.6774
2 | Earth work in excavation of drains in irrigation channels through excavater / draglines in all kind of soil and conditions | 1000 | 476.44 | 355.5 | 312.56 | 129745.5 | 275894.18 |  | 10137.19 | 269.25 | 6208.72 | 6208.72 | 148.5 | 967.13 |  | 2700.32 | 967.13 | 967.13 | 967.13 | 436325.4 | 4640.7 | 2024855.2838 |  | 2528567.5077
2 | Dressing and levelling of earthwork to designed section etc complete in ii) ordinary or hard soil soil | 1000 | 174315 | 112011.005 | 262075.5 | 680530 | 2113837.5 | 4167935 | 5396103.75 | 2201861.25 | 1607647.35 | 1638852.06 | 392780.145 | 1712983.98 | 4402362.5 | 51770 | 1949662.13 |  |  | 26864727.17 | 940.9 | 25277021.7943
3 | Transportation of earth all types when the total distance, including the lead covered in the item of work , is more than 1000 ft. | [18 empty] | 0 | 0 | 0
| a) 500 ft | 1000 | 20640 | 4055.67 | 3727.5 | 8217.5 | 12747.5 | 100405 | 10945.75 | 17267.5 | 1752.5 | 10467.5 |  | 70005 | 137177.5 | 1360 | 147378.58 |  |  | 546147.5 | 1073.2 | 586125.497
| b) 750 ft | 1000 |  | 4805 | 5270 |  |  | 9912.5 |  |  | 16955 | 23965 |  | 29937.5 | 898790 |  |  |  |  | 989635 | 1743.95 | 1725873.9582
| b) 1000 ft | 1000 | 2970 |  |  |  | 5975 | 24562.5 |  |  |  | 5747.5 | 11732.79 |  |  |  | 224897.5 |  |  | 275885.29 | 2414.7 | 666180.2098
| c) 1250 ft | 1000 | 8792.5 | 20505 |  |  |  | 33180 | [11 empty] | 62477.5 | 6677.8 | 417212.2495
| d) 1500 ft | 1000 | 1215 |  |  |  |  | 79555 | [8 empty] | 468525 |  |  | 549295 | 6751.2 | 3708400.404
| b) 1750 ft | 1000 |  |  |  | 58687.5 | [8 empty] | 496885 |  |  |  |  | 555572.5 | 6751.2 | 3750781.062
| e) 2000 ft | 1000 | 18740 | [16 empty] | 18740 | 6824.6 | 127893.004
| f) 2500 ft | 1000 | [5 empty] | 53390 | [11 empty] | 53390 | 6971.4 | 372203.046
| c) 2750 ft | 1000 |  |  |  | 75040 | [13 empty] | 75040 | 6971.4 | 523133.856
| d) 3000 ft | 1000 |  | 1237.5 | [6 empty] | 97028.25 | [8 empty] | 98265.75 | 7044.8 | 692262.5556
| g) 3750 ft | 1000 | [5 empty] | 187560 | [11 empty] | 187560 | 7191.6 | 1348856.496
| f) 4250 ft | 1000 | 54772.5 | [16 empty] | 54772.5 | 7338.4 | 401942.514
| e) 4500 ft | 1000 |  | 15772.5 | 109947.5 | [14 empty] | 125720 | 7411.8 | 931811.496
| d) 5500 ft | 1000 |  |  | 70367.5 | [14 empty] | 70367.5 | 7558.6 | 531879.7855
| f) 6750 ft | 1000 |  | 4869.33 | [15 empty] | 4869.33 | 7934.1 | 38633.7512
4 | Borrowpit excavation undressed lead upto 100 ft (30 metre) in a) ordinary soil with | 1000 | [17 empty] | 0 | 0 | 0
| 250 ft | 1000 | [14 empty] | 140702.285 |  |  | 140702.285 | 10936.05 | 1538727.2239
| a) 500 ft | 1000 |  |  | 60633 | [9 empty] | 1780642.5 | 45770 |  |  |  | 1887045.5 | 11606.8 | 21902559.7094
| a) 1000 ft | 1000 | [10 empty] | 97969.465 | [6 empty] | 97969.465 | 12948.3 | 1268538.0237
| a) 1 mile | 1000 | [9 empty] | 159193.8 | [7 empty] | 159193.8 | 18092.2 | 2880166.0684
5 | Rehandling of earthwork lead upto 50ft (35% of excess cutting) | 1000 | [14 empty] | 910707.7752 |  |  | 910707.7752 | 5266.8 | 4796515.7107
21 | Rehandling of earthwork:Upto a lead of 50 ft. (15 m). | 1000 | 6480 |  |  |  | 5400 |  | 54240 | 20960 | 30880 | 24812.8 | 11520 | 45540 | [5 empty] | 199832.8 | 5266.8 | 1052479.391
10 | Rehandling of earthwork:Upto a lead of 50 ft. (15 m). | 1000 | 4000 |  |  | 2000 |  |  | 22000 | 8000 | 22000 | 28000 | 8000 | [6 empty] | 94000 | 5266.8 | 495079.2
7 | Rehandling of earthwork:Upto a lead of 50 ft. (15 m). | 1000 | [6 empty] | 4880 | 1280 | 4720 | 4720 | 1920 | [6 empty] | 17520 | 5266.8 | 92274.336
21 | Rehandling of earthwork lead upto a lead of 50 ft. | 1000 | 118400 | [16 empty] | 118400 | 5266.8 | 623589.12
6 | Providing and erection at site of work:- iii) R.C.C. boundary pillar. (Complete in all respect including transportation, Cement concrete foundation, fixing, painting and lettering etc) | 1 | [6 empty] | 390 | 130 | 104 | 130 | 30 | 260 | 170 | 40 |  |  |  | 1254 | 1326.2 | 1663054.8
7 | Making boundary or service roads, including dag-belling, leveling and dressing:ii) in ploughed land: a) from 10.0 ft. to 20.0 ft. (3 to 6 m) wide | 1 | 410 | 255 | 215 | 95 | 720 | 45 | [11 empty] | 1740 | 1935.4 | 3367596
8 | Jungle clearance and removing within 100 ft. light | 1000 | 315680 | 180070 | 177000 | 460000 | 2800000 | 1680000 | [5 empty] | 1272300 | [5 empty] | 6885050 | 376.2 | 2590155.81
9 | Providing and fixing Enamelled steel plate gauge 4" wide 1/4" thick (including painting and lettering) 10 ft length | 1 | [11 empty] | 5 | [5 empty] | 5 | 14630 | 73150
2 | Data Board
1 | Excavation in foundation of building bridges and other structures including dagbelling, dressing, refilling around structure with excavated earth, watering and ramming lead upto one chain and lift upto 5 ft. in ordinary soil | 1000 | 98 | 98 | 98 | 98 | 98 | 98 | 98 | 98 | 98 | 98 | 98 | 98 | 98 | 49 | 294 |  |  | 1617 | 15824.15 | 25587.6506
2 | Cement concrete plain including, placing, compacting, finishing and curing complete (including screening and washing of stones aggregate) | 100 | [17 empty] | 0 | 0 | 0
| a) Nominal mix ratio 1:4:8 | 100 | 24.5 | 24.5 | 24.5 | 24.5 | 24.5 | 24.5 | 24.5 | 24.5 | 24.5 | 24.5 | 24.5 | 24.5 | 24.5 | 12.25 | 73.5 |  |  | 404.25 | 34694.3 | 140251.7078
| a) Nominal mix ratio 1:4:8 | 100 | 361 |  |  |  | 205.5 |  | 1441.5 | 510 | 768 | 564.5 | 252 | 689.56 | 717.78 | 435.94 |  |  |  | 5945.78 | 34694.3 | 2062846.7505
a) | Nominal mix ratio 1:4:8 | 100 | 257.195 |  |  | 140.1025 |  |  | 1464.4275 | 529.73 | 1410.7375 | 1785.025 | 458.7825 | [6 empty] | 6046 | 34694.3 | 2097617.378
a) | Nominal mix ratio 1:4:8 | 100 | 422.4498 | 211.2249 |  | 739.2871 | 528.0622 |  | 1267.3493 | 105.6124 |  |  | 105.6124 |  | 528.0622 |  |  |  |  | 3907.6604 | 34694.3 | 1355735.436 | 3907.6604 | 0
| a) Nominal mix ratio 1:4:8 | 100 |  |  |  |  | 2087.7431 |  | 971.791 |  | 733.6677 | 736.1262 |  |  | 1808.1333 |  |  |  |  | 6337.4614 | 34694.3 | 2198737.8618 |  |  | 23362466.8526
| a) Nominal mix ratio 1:4:8 | 100 | [6 empty] | 1744.5219 | 463.386 | 1730.8731 | 1730.8731 | 695.079 | [6 empty] | 6364.7331 | 34694.3 | 2208199.5959
| a) Nominal mix ratio 1:4:8 | 100 | 11548.9237 | [16 empty] | 11548.9237 | 34694.3 | 4006818.2526
69 | a) Nominal mix ratio 1:4:8 | 100 | 515.7455 | [16 empty] | 515.7455 | 34694.3 | 178934.291
| b) Nominal mix ratio 1:2:4 | 100 | 157.9 | 136.8 |  | 966.72 | 2414.07 | 976.25 | [6 empty] | 200.62 |  |  |  |  | 4852.36 | 47135.9 | 2287203.5572
| b) Nominal mix ratio 1:2:4 | 100 | 183.44 | 91.72 |  | 321.02 | 229.3 |  | 550.32 | 45.86 |  |  | 45.86 |  | 229.3 |  |  |  |  | 1696.82 | 47135.9 | 799811.3784 | 1696.82 | 0
| b) Nominal mix ratio 1:2:4 | 100 |  |  |  |  | 1164.376 |  | 501.676 |  | 432.536 | 432.536 |  |  | 577.896 |  |  |  |  | 3109.02 | 47135.9 | 1465464.5582 |  |  | 69970747
| b) Nominal mix ratio 1:2:4 | 100 | [6 empty] | 180.3656 | 48.0975 | 180.3656 | 180.3656 | 72.1462 | [6 empty] | 661.3406 | 47135.9 | 311728.8557
| b) Nominal mix ratio 1:2:4 | 100 | 1780.1875 | [16 empty] | 1780.1875 | 47135.9 | 839107.3998
3 | Pacca brick work in foundation and plinth in cement sand mortar ratio 1:6. | 100 | 97.5 | 97.5 | 97.5 | 97.5 | 97.5 | 97.5 | 97.5 | 97.5 | 97.5 | 97.5 | 97.5 | 97.5 | 97.5 | 48.75 | 292.5 |  |  | 1608.75 | 32675.95 | 525674.3456
4 | Pacca brick work in foundation and plinth in cement sand mortar ratio 1:6. | 100 | 1260.16 | 630.08 |  | 2205.28 | 1575.2 |  | 3780.48 | 315.04 |  |  | 315.04 |  | 1575.2 |  |  |  |  | 11656.48 | 32675.95 | 3808865.5766 | 11656.48 | 0
4 | Pacca brick work in foundation and plinth in cement sand mortar ratio 1:6. | 100 | 44360.68 | [16 empty] | 44360.68 | 32675.95 | 14495273.6165
70 | Pacca brick work in foundation and plinth in cement sand mortar ratio 1:6. | 100 | 745.6455 | [16 empty] | 745.6455 | 32675.95 | 243646.7508
4 | Providing and laying damp proof course of cement 1:2:4 (using cement, sand and shingle), including bitumen coating with with 2 coats of bitumen: 1½" thick (40 mm). | 100 | 39 | 39 | 39 | 39 | 39 | 39 | 39 | 39 | 39 | 39 | 39 | 39 | 39 | 19.5 | 117 |  |  | 643.5 | 11851.7 | 76265.6895
5 | Providing and laying damp proof course of cement 1:2:4 (using cement, sand and shingle), including bitumen coating with one coat of bitumen and one coat polythenesheet 500 gauge 1½" thick (40 mm). | 100 | 258 | 129 |  | 451.5 | 322.5 |  | 774 | 64.5 |  |  | 64.5 |  | 322.5 |  |  |  |  | 2386.5 | 11460.2 | 273497.673 | 2386.5 | 0
5 | Providing and laying damp proof course of cement 1:2:4 (using cement, sand and shingle), including bitumen coating with one coat of bitumen and one coat polythenesheet 500 gauge 1½" thick (40 mm). | 100 | 8834.1094 | [16 empty] | 8834.1094 | 11460.2 | 1012406.6026
71 | Providing and laying damp proof course of cement 1:2:4 (using cement, sand and shingle), including bitumen coating with 2 coats of bitumen: 1½" thick (40 mm). | 100 | 427.5 | [16 empty] | 427.5 | 11851.7 | 50666.0175
5 | Pacca brick work other than building upto 10 ft. height in cement sand mortor ratio 1:3 | 100 | 81.7031 | 81.7031 | 81.7031 | 81.7031 | 81.7031 | 81.7031 | 81.7031 | 81.7031 | 81.7031 | 81.7031 | 81.7031 | 81.7031 | 81.7031 | 40.8516 | 245.1094 |  |  | 1348.1016 | 37620.6 | 507163.8964
6 | Cement plaster 1:4 upto 20 ft. height, 3/8" thick | 100 | 230.65 | 230.65 | 230.65 | 230.65 | 230.65 | 230.65 | 230.65 | 230.65 | 230.65 | 230.65 | 230.65 | 230.65 | 230.65 | 115.325 | 691.95 |  |  | 3805.725 | 4334.75 | 164968.6644
7 | Providing and applying weather shield paint of approved quality on external surface of building including preparation of surface, application of primer complete in all respect: | 100 | 230.65 | 230.65 | 230.65 | 230.65 | 230.65 | 230.65 | 230.65 | 230.65 | 230.65 | 230.65 | 230.65 | 230.65 | 230.65 | 115.325 | 691.95 |  |  | 3805.725 | 7379.1 | 280828.2535
26 | Providing and applying weather shield paint of approved quality on external surface of building including preparation of surface, application of primer complete in all respect: | 100 | 690.22 | 345.11 |  | 1207.885 | 862.775 |  | 2070.66 | 172.555 |  |  | 172.555 |  | 862.775 |  |  |  |  | 6384.535 | 7379.1 | 471121.2222 | 6384.535 | 0
15 | Providing and applying weather shield paint of approved quality on external surface of building including preparation of surface, application of primer complete in all respect: | 100 |  |  |  |  | 5354.995 |  | 3896.508 |  | 2362.251 | 2362.251 |  |  | 6169.1943 |  |  |  |  | 20145.1993 | 7379.1 | 1486534.4015
25 | Providing and applying weather shield paint of approved quality on external surface of building including preparation of surface, application of primer complete in all respect: | 100 | 31339.945 | [16 empty] | 31339.945 | 7379.1 | 2312605.8815
8 | Writing letter or figures per letter per inch height | 1 | 500 | 500 | 500 | 500 | 500 | 500 | 500 | 500 | 500 | 500 | 500 | 500 | 500 | 250 | 1500 |  |  | 8250 | 30.5 | 251625
9 | Carriage of 100 Cf t. (2.83 cu.m) of all materials like stone aggregate, spawl, kankar lime (unslaked), surkhi , etc. or 150 Cf t. (4.25 cu.m) timber, by truck or by any othermeans owned by the contractor from Sakhi Sarwar Quarry to site 275 Km including first 11KM hilly area. | [18 empty] | 0
| DPC | 100 | 4.29 | 4.29 | 4.29 | 4.29 | 4.29 | 4.29 | 4.29 | 4.29 | 4.29 | 4.29 | 4.29 | 4.29 | 4.29 | 2.145 | 12.87 |  |  | 70.785 | 14042.6 | 9940.0544
3 | RD Marks
1 | Precast reinfoced cement concrete type "C" 1:2:4. | 1 | 55.04 | 30.96 | 30.96 | 39.56 | 242.52 | 146.2 | 67.08 | 22.36 | 22.36 | 22.36 | 5.16 | 44.72 | 29.24 | 6.88 | 20.64 |  |  | 786.04 | 546.95 | 429924.578
2 | Fabrication of mild steel reinforcement for cement concrete including cutting bending laying in position etc. complete in all respect. (deformed bars) Grade 40 | 100 | 125.76 | 70.74 | 70.74 | 90.39 | 554.13 | 334.05 | 153.27 | 51.09 | 51.09 | 51.09 | 11.79 | 102.18 | 66.81 | 15.72 | 47.16 |  |  | 1796.01 | 30006.1 | 538912.5566
3 | Carriage of consignment job upto 5 KMs Average | 1 | 32 | 18 | 18 | 23 | 141 | 85 | 39 | 13 | 13 | 13 | 3 | 26 | 17 | 4 | 12 |  |  | 457 | 115.4 | 52737.8
4 | Placing boundary pillars in position, including digging pits. | 1 | 32 | 18 | 18 | 23 | 141 | 85 | 39 | 13 | 13 | 13 | 3 | 26 | 17 | 4 | 12 |  |  | 457 | 141.9 | 64848.3
5 | Preparing surface and painting with emulation paint 3 coat. | 100 | 112 | 63 | 63 | 80.5 | 493.5 | 297.5 | 136.5 | 45.5 | 45.5 | 45.5 | 10.5 | 91 | 59.5 | 14 | 42 |  |  | 1599.5 | 4307.55 | 68899.2622
6 | Writing letter or firgures per letter per inch height (three figure each side). | 1 | 320 | 180 | 180 | 230 | 1410 | 850 | 390 | 130 | 130 | 130 | 30 | 260 | 170 | 40 | 120 |  |  | 4570 | 30.5 | 139385
7 | Carriage of 100 Cf t. (2.83 cu.m) of all materials like stone aggregate, spawl, kankar lime (unslaked), surkhi , etc. or 150 Cf t. (4.25 cu.m) timber, by truck or by any othermeans owned by the contractor from Sakhi Sarwar Quarry to site 275 Km including first 11KM hilly area. | [18 empty] | 0
ii | PCC 1:2:4 | 100 | 48.4352 | 27.2448 | 27.2448 | 34.8128 | 213.4176 | 128.656 | 59.0304 | 19.6768 | 19.6768 | 19.6768 | 4.5408 | 39.3536 | 25.7312 | 6.0544 | 18.1632 |  |  | 691.7152 | 14042.6 | 97134.7987
4 | Road Barier.
1 | Earthwork excavation undressed lead upto a single throw of Kassi, phaorah or shovel: In ordinary soil. | 1000 | [11 empty] | 245 | [5 empty] | 245 | 546.95 | 134.0027
2 | Cement concrete plain including placing, compacting, finishing and curing complete (including screening and washing of stone aggregate) Ratio 1: 2: 4 | 100 | [11 empty] | 367.5 | [5 empty] | 367.5 | 30006.1 | 110272.4175
3 | Providing, laying, cutting, jointing, testing and disinfecting G.I. pipeline in trenches, with socket joints, using G.I. pipes of B.S.S. 1387-1967 complete in all respects, with specials and valves. i) 4" i/d (100 mm) 3.65mm thick | 1 | [11 empty] | 560 | [5 empty] | 560 | 115.4 | 64624
4 | Carriage of 100 Cft of all material like stone aggregate, spawl, kankar, lime (unsoaked) surkhi etc by truck or by any other means owned by the contractor, lead 300Km.(From Sakhi Sarwar) | 100 | [11 empty] | 323.4 | [5 empty] | 323.4 | 141.9 | 458.9046
5 | Culverts / Bridges
1 | Dismantling brick work in lime or cement mortar | 100 | [11 empty] | 1019.8175 |  | 803.25 |  |  |  | 1823.0675 | 2633.4 | 48008.6595
2 | Dismantling and removing road pavement, etc.,including screening and stacking of byproducts upto one chain lead (30 metre). | 100 | [11 empty] | 1155 | [5 empty] | 1155 | 4017.8 | 46405.59
19 | Dismantling and removing road pavement, etc.,including screening and stacking of byproducts upto one chain lead (30 metre). | 100 | 960 | [5 empty] | 960 | 360 | 600 | 600 | [7 empty] | 3480 | 4017.8 | 139819.44
3 | Dismantling cement concrete reinforced, separating reinforcement from concrete, cleaning and straightening the same. | 100 | 307 |  |  | 384 | 11823.77 | [6 empty] | 825.5 | [5 empty] | 13340.27 | 27086.4 | 3613398.8933
5 | Excavation in foundation of building, bridges and other structures, including dagbelling, dressing, refilling around structure with excavated earth, watering and ramming lead up to one chain and lift upto 5 ft. In ordinary soil (above 5 ft depth) | 1000 | 6406.12 |  |  |  | 3265.6 |  | 91276.02 | 36435.2 | 29517.98 | 21204.3273 | 11161.16 | 5932.14 | 42881.7 | 6543.01 |  |  |  | 254623.2573 | 12735.6 | 3242779.9556
6 | Cement concrete plain including, placing, compacting, finishing and curing complete (including screening and washing of stones aggregate) | [18 empty] | 0
7 | Providing and fabrication of mild steel reinforcement for cement concrete, including cutting , bending, laying in position, making joints and fastening, including cost of binding wire and labour charges for binding of steel reinforcement(also includes removal of rust from bars). Deformed Bars (Grade 60) | 100 | 13993.24 |  |  | 2080 | 65893.96 |  | 71071.98 | 26990.4 | 29348.94 | 22179.1235 | 10673.28 | 33901.4997 | 27833.9741 | 20607.3891 |  |  |  | 324573.7865 | 30376.9 | 98595454.5473
4 | Providing and fabrication of mild steel reinforcement for cement concrete, including cutting , bending, laying in position, making joints and fastening, including cost of binding wire and labour charges for binding of steel reinforcement(also includes removal of rust from bars). Deformed Bars (Grade 60) | 100 | 6108.9828 |  |  | 4515.8106 |  |  | 44509.4031 | 16212.1014 | 35906.2362 | 45010.3261 | 9117.4862 | [6 empty] | 161380.3464 | 30376.9 | 49022346.4456
10 | Providing and Fabrication of mild steel reinforcement for cement concrete, including cutting, bending, laying in position, 13 making joints and fastenings, including cost of binding wire and labour charges for binding of steel reinforcement (also includes removal of rust from bars):- Deformed bars (Grade-60). | 100 | 4141.7667 | 2070.8834 |  | 7248.0917 | 5177.2084 |  | 12425.3001 | 1035.4417 |  |  | 1035.4417 |  | 5177.2084 |  |  |  |  | 38311.342 | 30376.9 | 11637798.0404 | 38311.342 | 0
4 | Providing and fabrication of mild steel reinforcement for cement concrete, including cutting , bending, laying in position, making joints and fastening, including cost of binding wire and labour charges for binding of steel reinforcement (also includes removal of rust from bars).Deformed Bars (Grade 60) | 100 |  |  |  |  | 117054.4686 |  | 63787.4339 |  | 40723.1332 | 40760.5282 |  |  | 129118.0059 |  |  |  |  | 391443.5697 | 30376.9 | 118908421.7128 |  |  | 100209903.1915
5 | Providing and Fabrication of mild steel reinforcement for cement concrete, including cutting, bending, laying in position, making joints and fastenings, including cost of binding wire and labour charges for binding of steel reinforcement (also includes removal of rust from bars):- Deformed bars (Grade-60). | 100 | [6 empty] | 9601.875 | 2524.5 | 9331.875 | 9331.875 | 3786.75 | [6 empty] | 34576.875 | 30376.9 | 10503382.7419
10 | Providing and Fabrication of mild steel reinforcement for cement concrete, including cutting, bending, laying in position, 13 making joints and fastenings, including cost of binding wire and labour charges for binding of steel reinforcement (also includes removal of rust from bars):- Deformed bars (Grade-60). | 100 | 65173.29 | [16 empty] | 65173.29 | 30376.9 | 19797625.13
8 | Providing and laying reinforced cement concrete (including prestressed concrete), using Sulphate resisting cement; coarse sand and screened graded and washed aggregate, in required shape and design, including forms, moulds, shuttering, lifting, compacting, curing, rendering and finishing exposed surface, complete 2) Plastering done under soffit of R.C.C. (but excluding the cost of steel reinforcement, its fabrication and placing in position etc.) | [18 empty] | 0
a) | Reinforced cement concrete in roof slab, beams, columns lintels, girders and other structural members laid in situ or precast laid in position, or prestressed members cast in situ, complete in all respects. Type B (nominal mix 1:1.5:3) | 1 | 3056.12 |  |  | 520 | 14816.27 |  | 17924.66 | 6956.8 | 6710.98 | 5135.0412 | 2549.76 | 7356.22 | 5287.91 | 4517.97 |  |  |  | 74831.7312 | 817.55 | 61178681.8233
| a) Reinforced cement concrete in roof slab, beams, columns lintels, girders and other structural members laid in situ or precast laid in position, or prestressed members cast in situ, complete in all respects. Type B (nominal mix 1:1.5:3) | 1 |  |  |  |  | 16160.0506 |  | 9101.68 |  | 5753.3425 | 5794.4625 |  |  | 18946.31 |  |  |  |  | 55755.8456 | 817.55 | 45583191.5907
| a) Reinforced cement concrete in roof slab, beams, columns lintels, girders and other structural members laid in situ or precast laid in position, or prestressed members cast in situ, complete in all respects. Type B (nominal mix 1:1.5:3) | 1 | [6 empty] | 2377.125 | 625.5 | 2314.125 | 2314.125 | 938.25 | [6 empty] | 8569.125 | 817.55 | 7005688.1437
a) | Reinforced cement concrete in roof slab, beams, columns lintels, girders and other structural members laid in situ or precast laid in position, or prestressed members cast in situ, complete in all respects. Type B (nominal mix 1:1.5:3) | 1 | 1266.9126 |  |  | 1063.0377 |  |  | 10355.4102 | 3788.5038 | 7756.1379 | 9694.237 | 1761.1121 | [6 empty] | 35685.3513 | 817.55 | 29174558.9553
b) | Reinforcement cement concrete in slab of rafts/strip foundation, base slab of column and retaining walls, etc and other structural members not requiring form work(i.e horizontal shuttering) complete in all respect: Type B (Nominal Mix 1:1.5:3 ) | 1 | 1444 |  |  | . | 720 |  | 5766 | 2040 | 3072 | 2258 | 1008 | 3429.92 | 3478.2 | 1972.18 |  |  |  | 25188.3 | 670.5 | 16888755.15
b) | Reinforcement cement concrete in slab of rafts/strip foundation, base slab of column and retaining walls, etc and other structural members not requiring form work(i.e horizontal shuttering) complete in all respect: Type B (Nominal Mix 1:1.5:3 ) | 1 | 769.415 |  |  | 442.2325 |  |  | 4481.0575 | 1615.53 | 4212.6075 | 5309.205 | 1278.05 | [6 empty] | 18108.0975 | 670.5 | 12141479.3738
| b) Reinforcement cement concrete in slab of rafts/strip foundation, base slab of column and retaining walls, etc and other structural members not requiring form work(i.e horizontal shuttering) complete in all respect: Type B (Nominal Mix 1:1.5:3 ) | 1 | [6 empty] | 823.5 | 216 | 796.5 | 796.5 | 324 | [6 empty] | 2956.5 | 670.5 | 1982333.25
| b) Reinforced cement concrete in roof slab, beams, columns lintels, girders and other structural members laid in situ or precast laid in position, or prestressed members cast in situ, complete in all respects. Type B (nominal mix 1:1.5:3) | 1 |  |  |  |  | 9852.0535 |  | 5073.3053 |  | 3296.2426 | 3263.4326 |  |  | 9746.5802 |  |  |  |  | 31231.6143 | 670.5 | 20940797.3881
9 | Providing and embedding 10"(250mm) wide PVC water stopper in expansion joints of RCC structures (Retaining walls, water tanks, Slabs) complete in all respect. 10mm thick | 1 | 190 |  |  | 180 | [7 empty] | 51.34 | [5 empty] | 421.34 | 809.4 | 341032.596
10 | Bitumen coating to plastered or cement concrete surface. 14 lbs per 100 Sft (6.35 Kg. per Sq.m) | 100 | 2739.76 |  |  |  | 944 |  | 16855.64 | 7707.6 | 6537.28 | 4909.2812 | 2884.8 | 3165.0432 | 2449.6024 | 2183.812 |  |  |  | 50376.8188 | 1645.1 | 828749.0457
11 | Providing, laying, cutting, jointing, testing and disinfecting PVC/ uPVC pipe line with `B' Class working pressure complete in all respects:- 4" i/d (100 mm) | 1 | [11 empty] | 6 | 12 | 6 |  |  |  | 24 | 514.9 | 12357.6
12 | Providing and fixing 4" dia P.V.C pipe. | 1 | 12 |  |  | 6 | 30 | [12 empty] | 48 | 378.75 | 18180
13 | Supply and erection PVC pipe for recessed wiring (main and sub-main) purpose, including bends, specials, etc. in floor, wall or trenches:- 80mm dia (3 inch) | 1 | 13.5 |  |  |  | 6 |  | 60 | 22.5 | 31.5 | 22.5 | 13.5 | [6 empty] | 169.5 | 303.8 | 51494.1
14 | Providing and laying R.C.C. pipe sewers, moulded with cement concrete 4000 psi conforming to Specification C-76-20, Class II. Wall B, including carriage of pipe from factory to site of work, lowering in trenches to correct alignment and grade, jointing with rubber ring,cutting pipes where necessary, testing, etc., complete. 24 inch internal dia | 1 | 96 |  |  | 48 | 368 | [6 empty] | 112 | [5 empty] | 624 | 2150.35 | 1341818.4
15 | Providing and laying sub-base course of stone productof approved quality and grade, including placing, mixing, spreading and compaction of sub-base material torequired depth, camber, grade to achieve 100% maximum modified AASHTO dry density, including carriage of all material to site of work except gravel and. aggregate. Crushed stone aggregate. | 100 | 480 | [5 empty] | 480 | 180 | 300 | 350 |  | 825 | [5 empty] | 2615 | 10003.5 | 261591.525
16 | Providing and laying base course of crushed stone aggregate of approved quality and grade, and supply and spreading of stone screening, including placing, mixing,spreading and compaction of base course material to required depth, camber and grade to achieve 100% maximum modified AASHTO dry density, including carriage of all materials to site of work except gravel and. aggregate. | 100 | 480 | [5 empty] | 480 | 180 | 300 | 350 |  | 825 | [5 empty] | 2615 | 13527.4 | 353741.51
17 | Providing and laying road edging of 3" (75 mm) wide and 9" (225 mm) deep brick on end, complete in all respects | 1 | 120 | [5 empty] | 160 | 60 | 60 | 100 |  | 200 | [5 empty] | 700 | 64.2 | 44940
18 | Providing surface treatment of roads,including supply of bitumen and bajri/crushed stone aggregate of approved quality,including cleaning of road urface,heating,spraying bitumen,spreading bajri and rollingetc.complete including carriageof all material stosite of work excep tbajjri/crushed stone aggregate for which supply with in miles (5.0km) is included in the rate. | [18 empty] | 0
a | 1st coat 35 lbs. bitumen, and 4 Cft. bajri of nominal size 1" (25 mm) per 100 sq. feet or 1.72 Kg bitumen and 0.017 cu.metre bajri per square metre.. | 100 | 960 | [5 empty] | 960 | 360 | 600 | 700 |  | 1650 | [5 empty] | 5230 | 4549.95 | 237962.385
b | 2nd coat 18 lbs. bitumen, and 2 Cft. bajri of nominal size ½" (13 mm) per %sft or 1.23 Kg bitumen and 0.008 cu. metre bajri per sq.metre. | 100 | 960 | [5 empty] | 960 | 360 | 600 | 700 |  | 1650 | [5 empty] | 5230 | 2639.45 | 138043.235
c | 3rd coat 14 lbs. bitumen, and 1.5 Cft. bajri of nominal size ¼" (6 mm) per %sft or 0.69 Kg bitumen and 0.005 cubic metre bajjri per sq.metre. | 100 | 960 | [5 empty] | 960 | 360 | 600 | 700 |  | 1650 | [5 empty] | 5230 | 1960.75 | 102547.225
20 | Borrow pit excavation undressed lead up to 100 ft in ordinary soil. | 1000 | 10190 |  |  | 8490 | 35745 |  | 9600 | 3200 | 4000 | 6400 |  | 45540 | [5 empty] | 123165 | 10533.6 | 1297370.844
22 | Carriage of 100 Cf t. (2.83 cu.m) of all materials like stone aggregate, spawl, kankar lime (unslaked), surkhi , etc. or 150 Cf t. (4.25 cu.m) timber, by truck or by any othermeans owned by the contractor from Sakhi Sarwar Quarry to site 275 Km including first 11KM hilly area. | [18 empty] | 0
i | PCC 1:4:8 | 100 | 346.56 |  |  |  | 126.72 |  | 1383.84 | 489.6 | 737.28 | 541.92 | 241.92 | 151.68 | [5 empty] | 4019.52 | 14042.6 | 564445.1155
ii | RCC 1:1.5:3 | 100 | 3360.2016 |  |  |  | 1344.84 |  | 19900.1544 | 7557.312 | 8217.7032 | 6210.1546 | 2988.5184 | 1661.15 | [5 empty] | 51240.0342 | 14042.6 | 7195433.0409
iii | Base | 100 | 585.6 | [5 empty] | 585.6 | 219.6 | 366 | 427 | [7 empty] | 2183.8 | 14042.6 | 306662.2988
iii | T.S.T | 100 | 72 | [5 empty] | 72 | 27 | 45 | 52.5 | [7 empty] | 268.5 | 14042.6 | 37704.381
23 | Cement plaster 1:3 upto 20' (6.00 m) height 1/2" (13 mm) thick. | 100 | 694.5 | 848 |  | 3936 | 5976 | 4140 | [11 empty] | 15594.5 | 4850.4 | 756395.628
24 | Providing and laying sub base course. | 100 |  |  |  |  | 2100 | [12 empty] | 2100 | 10003.5 | 210073.5
25 | Providing and laying base course. | 100 |  |  |  |  | 2100 | [12 empty] | 2100 | 13527.4 | 284075.4
26 | Providing surface treatment to roads, including supply of bitumen and bujri /crushed stone aggregate of approved quality, including cleaning of road surface, heating and spraying bitumen, spreading bajri and rolling with road roller (including its operation cost, fuel and hire charges, etc.) etc. complete including carriage of all materials to site of work except bajjri/crushed stone aggregate. | 100 |  |  |  |  | 2800 | [12 empty] | 2800 | 4549.95 | 127398.6
27 | Providing and fixing Neoprene bearing pad with laminated steel plate top and bottom. Size (14" x 9" x 1.75") | Cu. Inch |  |  |  |  | 304.64 | [12 empty] | 304.64 | 72 | 21934.08
28 | Plain wood work for regulation karries or needles, etc. including sawing, planning, wroughting wood and providing and fixing steel parts of karries i.e. end strip and rods, etc. b) Shisham wood | 1 | [11 empty] | 59.4 |  | 143.55 |  |  |  | 202.95 | 17752.2 | 3602808.99
29 | Credit old material - steel | 1 | -82 |  |  | -768 | -23647.54 | [6 empty] | -2476.5 | [5 empty] | -26974.04 | 170 | -4585586.8 |  |  |  |  | -315366127.6614
30 | Credit old material - brick batts | 100 | [11 empty] | -1019.82 |  | -803.25 |  |  |  | -1823.07 | 4100 | -74745.87 | 523927353.6614 | 208561226 | -315366127.6614 |  | -318400148.1537
6 | Water Course
1 | Excavation in foundation of building, bridges and other structures, including dagbelling, dressing, refilling around structure with excavated earth, watering and ramming lead up to one chain and lift upto 5 ft. In ordinary soil (above 5 ft depth) | 1000 | 1867.645 |  |  | 1417.9529 |  |  | 17227.9705 | 6436.0504 | 12395.4103 | 15395.3007 | 1949.3305 | [6 empty] | 56689.6603 | 12735.6 | 721976.8377 | 16414641.529 | 109345724
2 | Extra for slush or Daldal including dewatering. | 1000 | 1867.645 |  |  | 1417.9529 |  |  | 17227.9705 | 6436.0504 | 12395.4103 | 15395.3007 | 1949.3305 | [6 empty] | 56689.6603 | 12038.4 | 682452.8066
3 | Cement concrete plain including, placing, compacting, finishing and curing complete (including screening and washing of stones aggregate) | [18 empty] | 0
b) | Nominal mix ratio 1:2:4 | 100 | 34 |  |  | 17 |  |  | 187 | 68 | 187 | 238 | 68 | [6 empty] | 799 | 47135.9 | 376615.841
5 | Providing and laying reinforced cement concrete (including prestressed concrete), using Sulphate resisting cement; coarse sand and screened graded and washed aggregate, in required shape and design, including forms, moulds, shuttering, lifting, compacting, curing, rendering and finishing exposed surface, complete 2) Plastering done under soffit of R.C.C. (but excluding the cost of steel reinforcement, its fabrication and placing in position etc.) | [18 empty] | 0
6 | Bitumen coating to plastered or cement concrete surface. 14 lbs per 100 Sft (6.35 Kg. per Sq.m) | 100 | 751.275 |  |  | 551.0106 |  |  | 6197.877 | 2288.8656 | 4687.7292 | 5822.7498 | 986.2398 | [6 empty] | 21285.747 | 1645.1 | 350171.8239
7 | Pacca brick work other than buildings upto 10 feet height. Cement sand mortar ratio 1:4 | 100 | 80 |  |  | 40 |  |  | 440 | 160 | 440 | 560 | 160 | [6 empty] | 1880 | 35727 | 671667.6
8 | Providing and embedding 10"(250mm) wide PVC water stopper in expansion joints of RCC structures (Retaining walls, water tanks, Slabs) complete in all respect. 10mm thick | 1 | 189.5 |  |  | 180.2 |  |  | 1425.38 | 518 | 1098.74 | 1373.78 | 213.58 | [6 empty] | 4999.18 | 809.4 | 4046336.292
9 | Providing and placing poly sulphide joint sealent 1" wide and 1" deep. | 1 | 70 |  |  | 50 |  |  | 450 | 160 | 380 | 470 | 90 | [6 empty] | 1670 | 1381 | 2306270
11 | Carriage of 100 Cf t. (2.83 cu.m) of all materials like stone aggregate, spawl, kankar lime (unslaked), surkhi , etc. or 150 Cf t. (4.25 cu.m) timber, by truck or by any othermeans owned by the contractor from Sakhi Sarwar Quarry to site 275 Km including first 11KM hilly area. | [18 empty] | 0
i | PCC 1:4:8 | 100 | 246.9072 |  |  | 134.4984 |  |  | 1405.8504 | 508.5408 | 1354.308 | 1713.624 | 440.4312 | [6 empty] | 5804.16 | 14042.6 | 815054.9722
ii | PCC 1:2:4 | 100 | 29.92 |  |  | 14.96 |  |  | 164.56 | 59.84 | 164.56 | 209.44 | 59.84 | [6 empty] | 703.12 | 14042.6 | 98736.3291
iii | RCC 1.1.5.3 | 100 | 1710.5152 |  |  | 1264.427 |  |  | 12462.6329 | 4539.3884 | 10053.7461 | 12602.8913 | 2552.8961 | [6 empty] | 45186.497 | 14042.6 | 6345359.0266
7 | Stone Pitching | [22 empty] | 95173850
1 | Dismantling stone or spawl pitching and apron in silted condition. | 100 |  |  |  | 93240 | [13 empty] | 93240 | 3762 | 3507688.8 | 89611262 | 92645282.4923 | 3034020.4923 |  |  | -3034020.4923
3 | Supply and dumping at site, without boat, including handling of materials within three chains (90 m) | 100 |  |  |  | 126000 | [13 empty] | 126000 | 4743.75 | 5977125 |  |  |  | -312332107.1691
4 | Providing and laying stone pitching/filling, dry hand packed, as filling behind retaining walls or in pitching and aprons. | 100 | 476.44 | 355.5 | 312.56 | 3745.5 | 10945.44 |  | 10137.19 | 269.25 | 6208.72 | 6208.72 | 148.5 | 967.13 | 5141.14 | 2700.32 | 967.13 | 967.13 | 967.13 | 50517.8 | 6849 | 3459964.122
5 | Formation dressing and preparing subgrade, on slope | 100 | 735.3675 | 681.66 | 525.1225 | 72754.37 | 6058.716 |  | 3737.0542 | 480.69 | 2589.8832 | 3457.1106 | 422.73 | 614.7245 |  | 785.3328 | 614.72 | 594.5328 | 594.5328 | 94646.5469 | 2265.1 | 2143838.9329
6 | Formation dressing and preparing subgrade, in bed. | 100 | 130.5 | 126 | 129.5 | 12167 | 594.66 |  | 631.16 | 126 | 524.66 | 524.66 | 126 | 96 |  | 136 | 96 | 96 | 96 | 15600.14 | 1660.5 | 259040.3247
7 | Providing and laying graded bajri 1/8" to 1/2" size on slope. | 100 | 242.67 | 224.94 | 173.29 | 24008.94 | 2001.6443 |  | 1233.6 | 158.63 | 854.71 | 1140.89 | 139.5 | 202.8591 | 812.42 | 259.1598 | 202.86 | 196.1958 | 196.1958 | 32048.5048 | 18564.1 | 5949516.4852
8 | Providing and laying graded bajri 1/2" to 2" size on slope. | 100 | 242.67 | 224.94 | 173.29 | 24008.94 | 2001.6443 |  | 1233.6 | 158.63 | 854.71 | 1140.89 | 139.5 | 202.8591 | 812.42 | 259.1598 | 202.86 | 196.1958 | 196.1958 | 32048.5048 | 18564.1 | 5949516.4852
9 | Providing and laying graded bajri 1/8" to 1/2" size on level. | 100 | 43.07 | 41.58 | 42.74 | 4015.11 | 196.4178 |  | 208.28 | 41.58 | 173.14 | 173.14 | 41.58 | 31.68 | 147.4 | 54.3312 | 31.68 | 31.68 | 31.68 | 5305.089 | 18017.6 | 955849.7157
10 | Providing and laying graded bajri 1/2" to 2" size on level. | 100 | 43.07 | 41.58 | 42.74 | 4015.11 | 196.4178 |  | 208.28 | 41.58 | 173.14 | 173.14 | 41.58 | 31.68 | 147.4 | 54.3312 | 31.68 | 31.68 | 31.68 | 5305.089 | 18017.6 | 955849.7157
11 | Providing and laying stone for top layer only, on slope. | 100 | 735.37 | 681.66 | 525.12 | 72754.37 | 6058.72 |  | 3738.19 | 480.69 | 2590.02 | 3457.25 | 422.73 | 614.7245 | 2461.88 | 785.3328 | 614.72 | 594.5328 | 594.5328 | 97109.8429 | 11511 | 11178314.0139
12 | Providing and laying stone for top layer only, on Level | 100 | 130.5 | 126 | 129.5 | 12167 | 594.66 |  | 631.16 | 126 | 173.14 | 173.14 | 126 | 96 | 446.68 | 164.64 | 96 | 96 | 96 | 15372.42 | 10570.5 | 1624941.6561
13 | Carriage of 100 Cft of all material like stone aggregate, spawl, kankar, lime (unsoaked) surkhi etc or 150 Cft of timber by truck or by any other means owned by the contractor, lead 275 Km. | 100 | 1682.238 | 1449.117 | 1207.5 | 152322.069 | 47639.4517 |  | 33005.5044 | 1091.5155 | 20947.1834 | 21997.2 | 858.951 | 11198.2497 | 36777.2 | 10655.6278 | 11198.25 | 5817.7797 | 6679.8969 | 364527.734 | 14042.6 | 51189171.5709
14 | Credit to old material | [18 empty] | 0
| Steel | 1 | [11 empty] | 1267.5 |  |  | 1267.5 |  |  | 2535 | -170 | -430950
| Brick batts | 100 | [11 empty] | 507.94 |  | 803.25 | 507.94 |  |  | 1819.13 | -4100 | -74584.33
8 | Tube Well room | [21 empty] | 32257447.4591 | 50492531
1 | Excavation in foundation of building, bridges, and other structures, including dag belling, dressing refilling around structure with excavated earth, watering and ramming lead upto one chain (30m)and lift upto 5' (1.5 m) (b) in ordinary soil.1)By Manual | 1000 | 2179.5676 | 1089.7838 |  | 3814.2434 | 2724.4595 |  | 6538.7029 | 544.8919 |  |  | 544.8919 |  | 2724.4595 |  |  |  |  | 20161.0006 | 15824.15 | 319030.6978 | 20161.0006 | 0 | 32257447.4591
2 | Spraying termite proofing by using liquid FMC / Biflex/ Terminex Exin/Ms Hextaror equivalent@specified suspension concenterate (SC), MixingAbility-HEXTAR with Ratio (1:250)= 540 Sft or equivalent approved liquid applying with shower and certificate will be provided by the contractor for10-years complete in all respect.as approved by the Engineer Incharge. | 1 | 2034 | 1017 |  | 3559.5 | 2542.5 |  | 6102 | 508.5 |  |  | 508.5 |  | 2542.5 |  |  |  |  | 18814.5 | 12.55 | 236121.975 | 18814.5 | 0
3 | Cement concrete plain including, placing, compacting, finishing and curing complete (including screening and washing of stones aggregate) | [18 empty] | 0 |  |  | 0 | 0
6 | Providing and laying vertical damp proof course with cement sand plaster and bitumen coating with one coat of bitumen and one coat of polythene sheet 500 gauge-Ratio 1:3 a) ½ " thick (13 mm) | 100 | 480 | 240 |  | 840 | 600 |  | 1440 | 120 |  |  | 120 |  | 600 |  |  |  |  | 4440 | 7607.35 | 337766.34 | 4440 | 0
7 | Filling watering ramming earth under floors with surplus earth from foundation etc. | 1000 | 600 | 300 |  | 1050 | 750 |  | 1800 | 150 |  |  | 150 |  | 750 |  |  |  |  | 5550 | 7547.75 | 41890.0125 | 5550 | 0
8 | Pacca brick work in ground floor. Cement sand mortar Ratio 1:4. | 100 | 1163.6 | 581.8 |  | 2036.3 | 1454.5 |  | 3490.8 | 290.9 |  |  | 290.9 |  | 1454.5 |  |  |  |  | 10763.3 | 35830.6 | 3856554.9698 | 10763.3 | 0
9 | Providing and laying reinforced cement concrete (including prestressed concrete), using Sulphate resisting cement; coarse sand and screened graded and washed aggregate, in required shape and design, including forms, moulds, shuttering, lifting, compacting, curing, rendering and finishing exposed surface, complete 2) Plastering done under soffit of R.C.C. (but excluding the cost of steel reinforcement, its fabrication and placing in position etc.) | [7 empty] | 0 | [5 empty] | 0 |  |  |  |  | 0 | 0 | 0 | 0 | 0
a) | Reinforced cement concrete in roof slab, beams, columns lintels, girders and other structural members laid in situ or precast laid in position, or prestressed members cast in situ, complete in all respects. Type B (nominal mix 1:2:4) | 1 | 616.6632 | 308.3316 |  | 1079.1606 | 770.829 |  | 1849.9896 | 154.1658 |  |  | 154.1658 |  | 770.829 |  |  |  |  | 5704.1346 | 741.85 | 4231612.253 | 5704.1346 | 0
b) | Reinforcement cement concrete in slab of rafts/strip foundation, base slab of column and retaining walls, etc and other structural members not requiring form work(i.e horizontal shuttering) complete in all respect: Type B (Nominal Mix 1:2:4) | 1 | 73.6312 | 36.8156 |  | 128.8547 | 92.0391 |  | 220.8937 | 18.4078 |  |  | 18.4078 |  | 92.0391 |  |  |  |  | 681.0891 | 595 | 405247.9922 | 681.0891 | 0
11 | Providing and fixing windows consisting of M.S box section frame 2" x 1½" ( 50 x 40mm) Leaves frame 1½" x 1" (40 x 25 mm) box section frame for glazing 3/8" x 3/8" (10 x 10 mm) using 16 SWG sheet 'U' shaped rubber supported with 1" x 1/8" (25 x 3 mm) M.S. flat for fixing 3/16" (5 mm) thick glass panes M.S. box section 1/2" x 1/2" (13 x 13 mm) of 16 SWG for fixing 24 SWG wire gauge on outer side by means of 3/4" x 1/8" (20 x 3 mm) M.S. flat and screws including grill of M.S. flat 1/2" x 1/8" (13 x 3 mm) or 1/4" x 1/4" (6 x 6 mm) square bar with independent frame of 1/2" x 1/2" (13 x 13 mm) box section of 16 SWG i/c all C.P fitting and painting 3 coats complete in all respect. | 1 | 128 | 64 |  | 224 | 160 |  | 384 | 32 |  |  | 32 |  | 160 |  |  |  |  | 1184 | 2180.7 | 2581948.8 | 1184 | 0
12 | Providing and fixing mild steel chowkat of doors windows C. windows etc. including holdfast making and threading 18 holes for hinges etc. complete 1½" x 1½" x 1/4" (40 x 40 x 6 mm) welded with M.S. flat 2" x 1/4" (50 m M.S. angle iron). | 1 | 160 | 80 |  | 280 | 200 |  | 480 | 40 |  |  | 40 |  | 200 |  |  |  |  | 1480 | 457.1 | 676508 | 1480 | 0
13 | Making and fixing steel grated door with 1/16" thick sheeting, including angle iron frame 2" x 2" x 3/8"and 3/4" square bars 4" centre to centre. with locking arrangement (Two No.). | 1 | 196 | 98 |  | 343 | 245 |  | 588 | 49 |  |  | 49 |  | 245 |  |  |  |  | 1813 | 2767 | 5016571 | 1813 | 0
14 | Providing and laying single layer of tile 9" x 4½" x 1½" laid over 4" earth and 1" thick mud plaster without bhoosa, grouted with cement mud (1:3) on top of R.C.C. roof, slab, provided with 34 lbs. per % Sft. Or 1.72 Kg./Sq.m. bitumen coating sand blinded. | 100 | 382.25 | 191.125 |  | 668.9375 | 477.8125 |  | 1146.75 | 95.5625 |  |  | 95.5625 |  | 477.8125 |  |  |  |  | 3535.8125 | 13179.6 | 466005.9443 | 3535.8125 | 0
15 | Providing and laying polythene sheet under floor or roof complete 500 gauge. | 1 | 398.25 | 199.125 |  | 696.9375 | 497.8125 |  | 1194.75 | 99.5625 |  |  | 99.5625 |  | 497.8125 |  |  |  |  | 3683.8125 | 11 | 40521.9375 | 3683.8125 | 0
16 | Supplying and filling sand under floor or plugging in wells. | 100 | 163.75 | 81.875 |  | 286.5625 | 204.6875 |  | 491.25 | 40.9375 |  |  | 40.9375 |  | 204.6875 |  |  |  |  | 1514.6875 | 3987 | 60390.5906 | 1514.6875 | 0
17 | Providing and laying watering and ramming brick ballast 1½" to 2" (40 mm to 50 mm) mixed with 25% sand for floor foundation complete in all respect. | 100 | 195.75 | 97.875 |  | 342.5625 | 244.6875 |  | 587.25 | 48.9375 |  |  | 48.9375 |  | 244.6875 |  |  |  |  | 1810.6875 | 12801.2 | 231789.7283 | 1810.6875 | 0
18 | Cement concrete plain including, placing, compacting, finishing and curing complete (including screening and washing of stones aggregate) | [18 empty] | 0 |  |  | 0 | 0
19 | Cement plaster 1:4 upto 20' (6.00 m) height 1/2" (13 mm) thick. | 100 | 2273.22 | 1136.61 |  | 3978.135 | 2841.525 |  | 6819.66 | 568.305 |  |  | 568.305 |  | 2841.525 |  |  |  |  | 21027.285 | 4614.1 | 970219.9572 | 21027.285 | 0
20 | Cement plaster 3/8" (10 mm thick under soffit of R.C.C. roof slabs only, upto 20' height (Ratio 1:3). | 100 | 458.08 | 229.04 |  | 801.64 | 572.6 |  | 1374.24 | 114.52 |  |  | 114.52 |  | 572.6 |  |  |  |  | 4237.24 | 5264.65 | 223075.8557 | 4237.24 | 0
21 | Cement pointing struck joints on wall upto 20' (6m) height (a) Ratio 1:2 including extra cost of labour and material for red oxide pigment in cement pointing to match with the colour of bricks. | 100 | 1959.5 | 979.75 |  | 3429.125 | 2449.375 |  | 5878.5 | 489.875 |  |  | 489.875 |  | 2449.375 |  |  |  |  | 18125.375 | 5012.65 | 908561.6099 | 18125.375 | 0
22 | Providing, laying, cutting, jointing, testing and disinfecting PVC/ uPVC pipe line with `B' Class working pressure complete in all respects:- 4" i/d (100 mm) | 1 | 52 | 26 |  | 91 | 65 |  | 156 | 13 |  |  | 13 |  | 65 |  |  |  |  | 481 | 514.9 | 247666.9 | 481 | 0
23 | Providing and installing P.V.C. bends, of B.S.S.b) 4" i/d (100 mm) | 1 | 8 | 4 |  | 14 | 10 |  | 24 | 2 |  |  | 2 |  | 10 |  |  |  |  | 74 | 849.7 | 62877.8 | 74 | 0
24 | Making top khurra on roof 2' x 2' x 6". | 1 | 4 | 2 |  | 7 | 5 |  | 12 | 1 |  |  | 1 |  | 5 |  |  |  |  | 37 | 1159.65 | 42907.05 | 37 | 0
25 | Distempering:- 3 coat | 100 | 2041.08 | 1020.54 |  | 3571.89 | 2551.35 |  | 6123.24 | 510.27 |  |  | 510.27 |  | 2551.35 |  |  |  |  | 18879.99 | 1548.2 | 292300.0052 | 18879.99 | 0
27 | Preparing surface and painting of doors and windows any type (including edges):- | 100 | 356 | 178 |  | 623 | 445 |  | 1068 | 89 |  |  | 89 |  | 445 |  |  |  |  | 3293 | 3052.4 | 100515.532 | 3293 | 0
28 | Fabrication of heavy steel work, with angle, tees, flat iron round iron and sheet iron for making trusses, girders, tanks, etc., including cutting, drilling, revitting, handling, assembling and fixing, but excluding erection in position. | 100 | 1339.8349 | 669.9174 |  | 2344.7111 | 1674.7936 |  | 4019.5047 | 334.9587 |  |  | 334.9587 |  | 1674.7936 |  |  |  |  | 12393.4727 | 37098.85 | 4597835.8612 | 12393.4727 | 0
29 | Supply and erection of PVC pipe for wiring recessed in walls, including inspection boxes, pull boxes, hooks, cutting jharries and repairing surface, etc. complete with all specials. | [18 empty] | 0 |  |  | 0 | 0
a) | 20mm (3/4") i/d. | 1 | 240 | 120 |  | 420 | 300 |  | 720 | 60 |  |  | 60 |  | 300 |  |  |  |  | 2220 | 112.25 | 249195 | 2220 | 0
b) | 25 mm (1") i/d | 1 | 120 | 60 |  | 210 | 150 |  | 360 | 30 |  |  | 30 |  | 150 |  |  |  |  | 1110 | 133.6 | 148296 | 1110 | 0
c) | 50 mm (2") i/d | 1 | 60 | 30 |  | 105 | 75 |  | 180 | 15 |  |  | 15 |  | 75 |  |  |  |  | 555 | 231.55 | 128510.25 | 555 | 0
30 | Supply and erection of single core PVC insulated copper conductor cables, in prepaid P.V.C. pile/M.S. conduit/G.I. pipe/wooden strip batten/wooden casing and caping/G.I. wire/trenches (rate for cables only) (a) 250/440 volts, P.V.C. insulated. | [18 empty] | 0 |  |  | 0 | 0
a) | 3/0.74mm (3/0.029"). | 1 | 720 | 360 |  | 1260 | 900 |  | 2160 | 180 |  |  | 180 |  | 900 |  |  |  |  | 6660 | 35.7 | 237762 | 6660 | 0
b) | 7/0.74mm (7/0.029"). | 1 | 240 | 120 |  | 420 | 300 |  | 720 | 60 |  |  | 60 |  | 300 |  |  |  |  | 2220 | 56.3 | 124986 | 2220 | 0
31 | Supply and erection of copper conductor cable for service connection in prepaid pipe/G.I. wire/trenches, etc. (rate for cable only) (a) PVC insulated, PVC sheathed, twin core, 250/440 volts 7/0.44" (7/1.12mm). | 1 | 160 | 80 |  | 280 | 200 |  | 480 | 40 |  |  | 40 |  | 200 |  |  |  |  | 1480 | 237.65 | 351722 | 1480 | 0
32 | Supply and connection of M.S. sheet box of 16 SWG, 10 cm (4") deep with 4.75 mm thick (3/16") bakelite sheet top, for recessed wiring, including making holes for regulators switches, plugs etc. | [18 empty] | 0 |  |  | 0 | 0
a) | 10 x 10 cm (4" x 4"). | 1 | 4 | 2 |  | 7 | 5 |  | 12 | 1 |  |  | 1 |  | 5 |  |  |  |  | 37 | 382.3 | 14145.1 | 37 | 0
b) | 17.5 x 10 cm (7" x 4"). | 1 | 4 | 2 |  | 7 | 5 |  | 12 | 1 |  |  | 1 |  | 5 |  |  |  |  | 37 | 522.75 | 19341.75 | 37 | 0
c) | 22.5 x 10 cm (9" x 4"). | 1 | 4 | 2 |  | 7 | 5 |  | 12 | 1 |  |  | 1 |  | 5 |  |  |  |  | 37 | 668.8 | 24745.6 | 37 | 0
33 | Supply and erection of switches 5 amp. Piano Type. | 1 | 80 | 40 |  | 140 | 100 |  | 240 | 20 |  |  | 20 |  | 100 |  |  |  |  | 740 | 102.7 | 75998 | 740 | 0
34 | Supply and erection of ceiling rose, bakelite. | 1 | 16 | 8 |  | 28 | 20 |  | 48 | 4 |  |  | 4 |  | 20 |  |  |  |  | 148 | 96.3 | 14252.4 | 148 | 0
35 | Supply and erection of wall socket with 3 pin 5 amp shoe. | 1 | 8 | 4 |  | 14 | 10 |  | 24 | 2 |  |  | 2 |  | 10 |  |  |  |  | 74 | 204.7 | 15147.8 | 74 | 0
36 | Supply and erection of 3 pin switch and plug combined recessed type (ii) 10/15 amp. | 1 | 4 | 2 |  | 7 | 5 |  | 12 | 1 |  |  | 1 |  | 5 |  |  |  |  | 37 | 213.1 | 7884.7 | 37 | 0
37 | P/F wall mounted DB (Distribution Board) made with 16SWG Sheet (Recessded/Surface mounted Type), Powder coated Paint, i/c the cost of Lock, Indication lights,Thimble, Copper Comb, Wiring, Netural & Earth Bar, Door Earthing, Digital Voltmeter,Digital Ammeter,Volt Selector Switch,Ammeter selector switch,Current Transformers and Controles Complete in all respect as approved and directed by the Engineer Incharge (Breakers will be Paid Separately)(a) 6" deep (i) 20~60A | 1 | 4 | 2 |  | 7 | 5 |  | 12 | 1 |  |  | 1 |  | 5 |  |  |  |  | 37 | 24422.65 | 903638.05 | 37 | 0
38 | Suppling,Installation and comissioning of MCB (Miniature Circuit Breaker) of specified rating made of LEGRAND FRANCE/ GE U.S.A / SCHNEIDER GERMANY /SIEMEN GERMAN/TERASAKI JAPAN/ ABB SWITZERLAND in prelaid DBs and Panels i/c the cost of screwes,necessary wire complet Single Pole(iii) 6-63 Amp (10 KA) | 1 | 24 | 12 |  | 42 | 30 |  | 72 | 6 |  |  | 6 |  | 30 |  |  |  |  | 222 | 1453.75 | 322732.5 | 222 | 0
39 | Supplying, Installation and commissioning of MCCB (Moulded Case Circuit Breaker)of specified rating made of LEGRAND FRANCE /GEU.S.A/ SCHNEIDER GERMANY/ TERASAKI JAPAN/ SIEMEN/ ABBSWITZERLAND or approved equivalent manufacturer (withfixedThermal-MagneticTrip)in prelaid DB sand Panels i/c the cost of screws, necessary wire complete in all respect as approved and directed by the EngineerIncharge. a) Triple Pole (ii) 15-100 Amp (10 KA,15KA) | 1 | 8 | 4 |  | 14 | 10 |  | 24 | 2 |  |  | 2 |  | 10 |  |  |  |  | 74 | 13796.3 | 1020926.2 | 74 | 0
40 | Supplying, Installation and commissioning of MCCB (Moulded Case Circuit Breaker)of specified rating made of LEGRAND FRANCE /GEU.S.A/ SCHNEIDER GERMANY/ TERASAKI JAPAN/ SIEMEN/ ABBS WITZERLAND or approved equivalent manufacturer (withfixedThermal-MagneticTrip)in prelaid DB sand Panels i/c the cost of screws, necessary wire complete in all respect as approved and directed by the EngineerIncharge. a) Triple Pole With Adjustable Thermal-Magnetic Trip /Electronic Trip (60-100%) (i) 25-100 Amp | 1 | 4 | 2 |  | 7 | 5 |  | 12 | 1 |  |  | 1 |  | 5 |  |  |  |  | 37 | 19859.4 | 734797.8 | 37 | 0
41 | Supply and erection of tube light, including rod, choke, starter with frame, flexible wire, including connection from ceiling rose, etc., complete ii)single rod (40 watts) with one choke and one starter. | 1 | 12 | 6 |  | 21 | 15 |  | 61 | 3 | 5 | 5 | 3 | 15 | 15 |  |  |  | 6 | 707 | 1995.3 | 333215.1 | 167 | #REF!
42 | Supply and erection of bakelite button holder shade, large size | 1 | 12 | 6 |  | 21 | 15 |  | 36 | 3 |  |  | 3 |  | 15 |  |  |  |  | 111 | 178.75 | 19841.25 | 111 | 0
43 | Carriage of 100 Cf t. (2.83 cu.m) of all materials like stone aggregate, spawl, kankar lime (unslaked), surkhi , etc. or 150 Cf t. (4.25 cu.m) timber, by truck or by any othermeans owned by the contractor from Sakhi Sarwar Quarry to site 275 Km including first 11KM hilly area. | [18 empty] | 0 |  |  | 0 | 0
i | PCC 1:4:8 | 100 | 405.5518 | 202.7759 |  | 709.7156 | 506.9397 |  | 1216.6554 | 101.3879 |  |  | 101.3879 |  | 506.9397 |  |  |  |  | 3751.354 | 14042.6 | 526787.64 | 3751.354 | 0
ii | PCC 1:2:4 | 100 | 161.4272 | 80.7136 |  | 282.4976 | 201.784 |  | 484.2816 | 40.3568 |  |  | 40.3568 |  | 201.784 |  |  |  |  | 1493.2016 | 14042.6 | 209684.3279 | 1493.2016 | 0
iii | RCC 1.2.4 | 100 | 607.4591 | 303.7296 |  | 1063.0535 | 759.3239 |  | 1822.3773 | 151.8648 |  |  | 151.8648 |  | 759.3239 |  |  |  |  | 5618.9968 | 14042.6 | 789053.2479 | 5618.9968 | 0
iv | DPC 1.2.4 | 100 | 28.38 | 14.19 |  | 49.665 | 35.475 |  | 85.14 | 7.095 |  |  | 7.095 |  | 35.475 |  |  |  |  | 262.515 | 14042.6 | 36863.9314 | 262.515 | 0
9 | Pump House
1 | Excavation in foundation of building, bridges and other structures, including dagbelling, dressing, refilling around structure with excavated earth, watering and ramming lead up to one chain and lift upto 5 ft. In ordinary soil (above 5 ft depth) | 1000 |  |  |  |  | 60639.3519 |  | 44596.7658 |  | 25000.7506 | 21403.7907 |  |  | 125135.8496 |  |  |  |  | 276776.5086 | 12735.6 | 3524914.903 | 26344735.3078 |  | 63826446.6244
2 | Extra for slush or Daldal including dewatering. | 1000 |  |  |  |  | 60639.3519 |  | 44596.7658 |  | 25000.7506 | 21403.7907 |  |  | 125135.8496 |  |  |  |  | 276776.5086 | 12038.4 | 3331946.3212 |  |  | 36383456.567
5 | Providing and laying reinforced cement concrete (including prestressed concrete), using Sulphate resisting cement; coarse sand and screened graded and washed aggregate, in required shape and design, including forms, moulds, shuttering, lifting, compacting, curing, rendering and finishing exposed surface, complete 2) Plastering done under soffit of R.C.C. (but excluding the cost of steel reinforcement, its fabrication and placing in position etc.) | [18 empty] | 0
6 | Bitumen coating to plastered or cement concrete surface. 14 lbs per 100 Sft (6.35 Kg. per Sq.m) | 100 |  |  |  |  | 6041.913 |  | 5294.2214 |  | 3466.0362 | 3489.5022 |  |  | 9774.575 |  |  |  |  | 28066.2478 | 1645.1 | 461717.8426
7 | Single layer of tiles 9"x4½"x1½" (225x113x40 mm) laid over 4"(100 mm) earth and 1" (25 mm) mud plaster without Bhoosa, grouted with cement sand 1:3 on top of RCC roof slab, provided with 34 lbs. per %Sft. or 1.72 Kg/Sq.m bitumen coating sand blinded. | 100 |  |  |  |  | 1758.1539 |  | 997.5381 |  | 648.7825 | 648.7825 |  |  | 1394.2756 |  |  |  |  | 5447.5326 | 13179.6 | 717963.0065
8 | Providing and laying polythene sheet under floor or roof complete 500 gauge. | 1 |  |  |  |  | 1758.1539 |  | 997.5381 |  | 648.7825 | 648.7825 |  |  | 1394.2756 |  |  |  |  | 5447.5326 | 11 | 59922.8586
9 | Providing, laying, cutting, jointing, testing and disinfecting PVC/ uPVC pipe line with `B' Class working pressure complete in all respects:- 4" i/d (100 mm) | 1 |  |  |  |  | 144 |  | 111 |  | 46 | 46 |  |  | 282 |  |  |  |  | 629 | 514.9 | 323872.1
10 | Providing and installing P.V.C. bends, of B.S.S.b) 4" i/d (100 mm) | 1 |  |  |  |  | 12 |  | 6 |  | 4 | 4 |  |  | 12 |  |  |  |  | 38 | 849.7 | 32288.6
11 | Making top khurra on roof 2' x 2' x 6". | 1 |  |  |  |  | 6 |  | 6 |  | 4 | 4 |  |  | 6 |  |  |  |  | 26 | 1159.65 | 30150.9
12 | Providing and fixing windows consisting of M.S. box section frame 2"x1½", (50x40mm) leaves frame 1½"x1" (40x25mm) box section frame for glazing 3/8"x3/8" (10x10mm) using 16 SWG sheet 'U' shaped rubber supported with 1"x1/8" (25x3mm) M.S. flat for fixing 3/16" (5 mm) thick glass panes M.S. box section ½"x½" (13x13mm) of 16 SWG for fixing 24 SWG wire gauze on outer side by means of ¾"x1/8" (20x3mm) M.S. flat and screws including grill of M.S. flat ½"x1/8" (13x3mm) or ¼"x¼" (6x6mm) square bar with independent frame of ½"x½" (13x13mm) box section of 16 SWG i/c all C.P. fitting and painting 3 coats complete in all respect. | 1 |  |  |  |  | 607.92 |  | 367.92 |  | 271.92 | 271.92 |  |  | 463.92 |  |  |  |  | 1983.6 | 2180.7 | 4325636.52
13 | Making and fixing steel grated door with 1/16" thick 1.5mm) sheeting, including angle iron frame 2"x2"x3/8" (50x50x10 mm) and ¾" (20 mm) square bars 4" (100 mm) | 1 |  |  |  |  | 196 |  | 176 |  | 176 | 176 |  |  | 184 |  |  |  |  | 908 | 2767 | 2512436
14 | Distempering:- 2 coats | 100 |  |  |  |  | 5921.946 |  | 3581.604 |  | 2528.601 | 2528.601 |  |  | 4838.895 |  |  |  |  | 19399.647 | 1212.35 | 235191.6204
16 | Preparing surface and painting of doors and windows any type (including edges):- | 100 |  |  |  |  | 356 |  | 336 |  | 168 | 168 |  |  | 344 |  |  |  |  | 1372 | 3052.4 | 41878.928
17 | Providing and fixing 1¼x1¼"x3/16" (31x31x5 mm) angle" iron step, in manhole chambers, including carriage and setting the same in work to correct lines and levels. | 1 |  |  |  |  | 99 |  | 64 |  | 28 | 28 |  |  | 150 |  |  |  |  | 369 | 680.75 | 251196.75
18 | Providing/fixing stair railing consisting of M.S. Box section size 1-1/2"x3" of 16 SWG welded with M.S. flat 1"x1/8" continuously and welded over M.S. square bars 5/8"x5/8"punched in M.S. flat 2 ¾' high @ 5½" c/c fixed in steps of stair I/C painting 3 coats complete. | 1 | [6 empty] | 71.86 | [5 empty] | 40 |  |  |  |  | 111.86 | 1125.2 | 125864.872
19 | Providing and fixing trash rack as per drawing | 1 |  |  |  |  | 1368 |  | 368 |  | 184 | 184 |  |  | 696 |  |  |  |  | 2800 | 603 | 1688400
20 | Providing and layingTuff Pavers, having 7000PSI ,crushing strength of approved manufa cturer, over2"to3" sand cushion i/c grouting withsand in joints i/c finishing to require slope . complete in all respect. (50% Grey / 50% Coloured) 60-mm thick | 1 |  |  |  |  | 2738.75 |  | 1682.7508 |  | 1417.6664 | 1417.6664 |  |  | 2220.225 |  |  |  |  | 9477.0586 | 205.4 | 1946587.8364
21 | Providing & laying graded bajri ½" to 2" gauge on level (including carriage). | 100 |  |  |  |  | 738.42 |  | 418.97 |  | 272.49 | 272.49 |  |  | 585.6 |  |  |  |  | 2287.97 | 18017.6 | 412237.2827
22 | 1½"(40 mm) thick mosaic flooring, consisting of ½ " mosaic topping of one part of cement and marble powder in the ratio of 3:1 and two parts of marble chips, laid over 1"(25 mm) thick floor of 1:2:4 cement concrete, including rubbing and polishing complete with finishing :-using grey cement | 100 |  |  |  |  | 1758.1539 |  | 997.5381 |  | 648.7825 | 648.7825 |  |  | 1394.2756 |  |  |  |  | 5447.5326 | 29658.5 | 1615656.4562
23 | Mosaic dado or skirting with one part of cement and marble powder in the ratio of 3:1 and two parts of marble chips, laid over ½"(13 mm) thick cement plaster 1:3, including rubbing and polishing, complete with finishing:(a) using grey cement: i) 1/2"(13 mm) thick | 100 |  |  |  |  | 112.84 |  | 72.1 |  | 53.42 | 53.42 |  |  | 93.35 |  |  |  |  | 385.13 | 19146.85 | 73740.2634
24 | Providing and fixing marble strip of any shade for dividing the mosaic flooring into panels(a) Size 1½" x 3/8" (40 x 10 mm) | 1 |  |  |  |  | 900.26 |  | 519.15 |  | 389.75 | 389.75 |  |  | 723.4 |  |  |  |  | 2922.31 | 39.6 | 115723.476
25 | Providing and embedding 10"(250mm) wide PVC water stopper in expansion joints of RCC structures (Retaining walls, water tanks, Slabs) complete in all respect. 10mm thick | 1 |  |  |  |  | 473.5 |  | 236.66 |  | 173.29 | 176.57 |  |  | 312.94 |  |  |  |  | 1372.96 | 809.4 | 1111273.824
26 | Supply and erection of PVC pipe for wiring recessed in walls, including inspection boxes, pull boxes, hooks, cutting jharries and repairing surface, etc. complete with all specials. | [18 empty] | 0
| a) 20mm (3/4") i/d. | 1 |  |  |  |  | 500 |  | 150 |  | 100 | 100 |  |  | 350 |  |  |  |  | 1200 | 112.25 | 134700
| b) 25 mm (1") i/d | 1 |  |  |  |  | 300 |  | 150 |  | 100 | 100 |  |  | 250 |  |  |  |  | 900 | 133.6 | 120240
27 | Supply and erection of single core PVC insulated copper conductor cables, in prepaid P.V.C. pile/M.S. conduit/G.I. pipe/wooden strip batten/wooden casing and caping/G.I. wire/trenches (rate for cables only) (a) 250/440 volts, P.V.C. insulated. | [18 empty] | 0
| a) 3/0.74mm (3/0.029"). | 1 |  |  |  |  | 1000 |  | 500 |  | 250 | 250 |  |  | 1000 |  |  |  |  | 3000 | 35.7 | 107100
| b) 7/0.74mm (7/0.029"). | 1 |  |  |  |  | 500 |  | 300 |  | 200 | 200 |  |  | 500 |  |  |  |  | 1700 | 56.3 | 95710
28 | Supply and connection of M.S. sheet box of 16 SWG, 10 cm (4") deep with 4.75 mm thick (3/16") bakelite sheet top, for recessed wiring, including making holes for regulators switches, plugs etc. | [18 empty] | 0
| b) 17.5 x 10 cm (7" x 4"). | 1 |  |  |  |  | 10 |  | 5 |  | 3 | 3 |  |  | 10 |  |  |  |  | 31 | 522.75 | 16205.25
29 | Supply and erection of switches 5 amp. Piano Type. | 1 |  |  |  |  | 50 |  | 35 |  | 20 | 20 |  |  | 50 |  |  |  |  | 175 | 102.7 | 17972.5
30 | Supply and erection of backlite button holder shade, large size. | 1 |  |  |  |  | 15 |  | 10 |  | 5 | 5 |  |  | 15 |  |  |  |  | 50 | 178.75 | 8937.5
31 | Supply and erection of ceiling rose, bakelite. | 1 |  |  |  |  | 15 |  | 10 |  | 5 | 5 |  |  | 15 |  |  |  |  | 50 | 96.3 | 4815
32 | Suppling,Installation and comissioning of MCB (Miniature Circuit Breaker) of specified rating made of LEGRAND FRANCE/ GE U.S.A / SCHNEIDER GERMANY /SIEMEN GERMAN/TERASAKI JAPAN/ ABB SWITZERLAND in prelaid DBs and Panels i/c the cost of screwes,necessary wire completb) Double Pole(iii) 6-63 Amp (10 KA) | 1 |  |  |  |  | 1 |  | 1 |  | 1 | 1 |  |  | 1 |  |  |  |  | 5 | 5616.25 | 28081.25
33 | Suppling,Installation and comissioning of MCB (Miniature Circuit Breaker) of specified rating made of LEGRAND FRANCE/ GE U.S.A / SCHNEIDER GERMANY /SIEMEN GERMAN/TERASAKI JAPAN/ ABB SWITZERLAND in prelaid DBs and Panels i/c the cost of screwes,necessary wire complet Single Pole(iii) 6-63 Amp (10 KA) | 1 |  |  |  |  | 10 |  | 5 |  | 2 | 2 |  |  | 10 |  |  |  |  | 29 | 1453.75 | 42158.75
34 | Providing and fixing Pakistan Energy Label NEECA approved Copper winded wall bracket Fan i/c the cost of necessary cable and hardware for connection as approved and directed by Engineer Incharge.ii) 24" Sweep dia | 1 |  |  |  |  | 10 |  | 6 |  | 4 | 4 |  |  | 10 |  |  |  |  | 34 | 11398.45 | 387547.3
35 | Supply and erection of tube light, including rod, choke, starter with frame, flexible wire, including connection from ceiling rose, etc., complete ii)single rod (40 watts) with one choke and one starter. | 1 |  |  |  |  | 15 |  | 10 |  | 5 | 5 |  |  | 15 |  |  |  |  | 50 | 1995.3 | 99765
| Lining Portion | [18 empty] | 0
36 | Barrow pit excavation undressed lead up to 100 ft in ordinary soil. | 1000 | [6 empty] | 34138.375 |  | 10698.49 | 14034.925 | [7 empty] | 58871.79 | 10533.6 | 620131.8871
37 | Compaction of earth work with power Road Roller, i.c ploughing mixing, moistening earth to optimum moisture content in layer etc; complete 90 % maximum modified AASHO dry denisty | 1000 | [6 empty] | 34138.375 |  | 10698.49 | 14034.925 | [7 empty] | 58871.79 | 1437.5 | 84628.1981
38 | Earthwork excavation in irrigation channels, drains, etc. to designed section, grades and profiles, excavated material disposed off undressed within 50 ft. (15 m) lead:- ordinary Soil | 1000 | [6 empty] | 5910.3 |  | 4319.855 | 4319.855 | [7 empty] | 14550.01 | 5033.7 | 73240.3853
| Cement plaster 1.5" (40 mm) thick ratio 1:6:- | [18 empty] | 0
| a) In bed | 100 | [6 empty] | 1100 |  | 700 | 700 | [7 empty] | 2500 | 6512.05 | 162801.25
| b) On slope | 100 | [6 empty] | 1540 |  | 1168 | 1168 | [7 empty] | 3876 | 7363.45 | 285407.322
39 | Cement concrete lining, using washed screened and graded stone aggregate:- | [18 empty] | 0
| a) In bed, ratio 1:2:4 | 100 | [6 empty] | 376.75 |  | 239.75 | 239.75 | [7 empty] | 856.25 | 49016.9 | 419707.2062
| b) On slope, ratio 1:2:4 | 100 | [6 empty] | 527.45 |  | 400.04 | 400.04 | [7 empty] | 1327.53 | 51301.8 | 681046.7855
40 | Providing and placing cement, sand and bituminous joint sealant in ratio 1:2:3, 1/2" wide, 1" deep. | 1 | [6 empty] | 264 |  | 186.8 | 186.8 | [7 empty] | 637.6 | 17.3 | 11030.48
41 | Bitumen coating to plastered or cement concrete surface:- 10 lbs. per 100 Sft. | 100 | [6 empty] | 132 |  | 93.4 | 93.4 | [7 empty] | 318.8 | 1539.8 | 4908.8824
10 | Inlets
1 | Excavation in foundation of building, bridges, and other structures, including dag belling, dressing refilling around structure with excavated earth, watering and ramming lead upto one chain (30m)and lift upto 5' (1.5 m) (b) in ordinary soil.By Manual | 1000 | [6 empty] | 14140.7599 | 3514.6564 | 12209.0005 | 11890.3253 | 4728.651 | [6 empty] | 46483.3931 | 15824.15 | 735560.1849 | 9611716.4833 | 31715324
2 | Cement concrete plain including, placing, compacting, finishing and curing complete (including screening and washing of stones aggregate) | [18 empty] | 0 |  |  | 22103607.5167
3 | Pacca brick work other than buildings upto 10 feet height. Cement sand mortar ratio 1:4 | 100 | [6 empty] | 2798.8875 | 746.37 | 2798.8875 | 2798.8875 | 1119.555 | [6 empty] | 10262.5875 | 35727 | 3666514.6361
4 | Providing and laying reinforced cement concrete (including prestressed concrete), using Sulphate resisting cement; coarse sand and screened graded and washed aggregate, in required shape and design, including forms, moulds, shuttering, lifting, compacting, curing, rendering and finishing exposed surface, complete 2) Plastering done under soffit of R.C.C. (but excluding the cost of steel reinforcement, its fabrication and placing in position etc.) | [18 empty] | 0
6 | Providing and laying dry, hand packed stone apron as per drawing | 100 | [6 empty] | 4464.8392 | 949.9872 | 2649.9022 | 2331.227 | 881.6472 | [6 empty] | 11277.6028 | 6849 | 772403.0158
8 | Carriage of 100 Cf t. (2.83 cu.m) of all materials like stone aggregate, spawl, kankar lime (unslaked), surkhi , etc. or 150 Cf t. (4.25 cu.m) timber, by truck or by any othermeans owned by the contractor from Sakhi Sarwar Quarry to site 275 Km including first 11KM hilly area. | [18 empty] | 0
i | PCC 1:4:8 | 100 | [6 empty] | 1674.741 | 444.8506 | 1661.6382 | 1661.6382 | 667.2758 | [6 empty] | 6110.1438 | 14042.6 | 858023.0499
i | PCC 1:2:4 | 100 | [6 empty] | 158.7217 | 42.3258 | 158.7217 | 158.7217 | 63.4887 | [6 empty] | 581.9797 | 14042.6 | 81725.0884
ii | RCC 1:1.5:3 | 100 | [6 empty] | 2688.525 | 706.86 | 2612.925 | 2612.925 | 1060.29 | [6 empty] | 9681.525 | 14042.6 | 1359537.8296
iii | Dry Hand Pack Stone | 100 | [6 empty] | 6027.5329 | 1282.4827 | 3577.368 | 3147.1565 | 1190.2237 | [6 empty] | 15224.7638 | 14042.6 | 2137952.6786
11 | Construction of New Quarter for Tube well Operator
1 | Excavation in foundation of building, bridges, and other structures, including dag belling, dressing refilling around structure with excavated earth, watering and ramming lead upto one chain (30m)and lift upto 5' (1.5 m) (b) in ordinary soil. By Manual | 1000 | 72531.6637 | [16 empty] | 72531.6637 | 15824.15 | 1147751.9269 | 115067561.4987
2 | Spraying antitermite liquid mixed with water ratio 1:40 | 1 | 88776.1875 | [16 empty] | 88776.1875 | 12.55 | 1114141.1531
3 | Cement concrete plain including, placing, compacting, finishing and curing complete (including screening and washing of stones aggregate) | [18 empty] | 0
6 | Providing and laying vertical damp proof course with cement sand plaster and bitumen coating with one coat of bitumen and one coat of polythene sheet 500 gauge-Ratio 1:3 a) ½ " thick (13 mm) | 100 | 8771.49 | [16 empty] | 8771.49 | 7607.35 | 667277.9445
7 | Filling watering ramming earth under floors with surplus earth from foundation etc. | 1000 | 31674.37 | [16 empty] | 31674.37 | 7547.75 | 239070.2262
8 | Pacca brick work in ground floor. Cement sand mortar Ratio 1:4 | 100 | 47794.11 | [16 empty] | 47794.11 | 35830.6 | 17124916.3777
9 | Providing and laying reinforced cement concrete (including prestressed concrete), using Sulphate resisting cement; coarse sand and screened graded and washed aggregate, in required shape and design, including forms, moulds, shuttering, lifting, compacting, curing, rendering and finishing exposed surface, complete 2) Plastering done under soffit of R.C.C. (but excluding the cost of steel reinforcement, its fabrication and placing in position etc.) - a) Reinforced cement concrete in roof slab, beams, columns lintels, girders and other structural members laid in situ or precast laid in position, or prestressed members cast in situ, complete in all respects. Type C (nominal mix 1:2:4) | 1 | 21724.43 | [16 empty] | 21724.43 | 741.85 | 16116268.3955
11 | Providing and fixing windows consisting of M.S box section frame 2" x 1½" ( 50 x 40mm) Leaves frame 1½" x 1" (40 x 25 mm) box section frame for glazing 3/8" x 3/8" (10 x 10 mm) using 16 SWG sheet 'U' shaped rubber supported with 1" x 1/8" (25 x 3 mm) M.S. flat for fixing 3/16" (5 mm) thick glass panes M.S. box section 1/2" x 1/2" (13 x 13 mm) of 16 SWG for fixing 24 SWG wire gauge on outer side by means of 3/4" x 1/8" (20 x 3 mm) M.S. flat and screws including grill of M.S. flat 1/2" x 1/8" (13 x 3 mm) or 1/4" x 1/4" (6 x 6 mm) square bar with independent frame of 1/2" x 1/2" (13 x 13 mm) box section of 16 SWG i/c all C.P fitting and painting 3 coats complete in all respect. | 1 | 3276 | [16 empty] | 3276 | 2180.7 | 7143973.2
12 | Providing and fixing mild steel chowkat of doors windows C. windows etc. including holdfast making and threading 18 holes for hinges etc. complete 1½" x 1½" x 1/4" (40 x 40 x 6 mm) welded with M.S. flat 2" x 1/4" (50 m M.S. angle iron). | 1 | 3822 | [16 empty] | 3822 | 457.1 | 1747036.2
13 | Providing and fixing 1½" (40 mm) thick solid flush door shutter sterling or equivalent with commercial ply (5mm thick) on both sides double pressed and deodar wood lapping 1½" x 3/8" (40 mm x 10 mm) around shutter including chromium plated fitting, iron hinges with aluminum kick plate 22 SWG on both sides and finger plate complete in all respect. | 1 | 3822 | [16 empty] | 3822 | 638.85 | 2441684.7
14 | Providing and laying single layer of tile 9" x 4½" x 1½" laid over 4" earth and 1" thick mud plaster without bhoosa, grouted with cement mud (1:3) on top of R.C.C. roof, slab, provided with 34 lbs. per % Sft. Or 1.72 Kg./Sq.m. bitumen coating sand blinded. | 100 | 33854.8438 | [16 empty] | 33854.8438 | 13179.6 | 4461932.9869
15 | Providing and laying polythene sheet under floor or roof complete 500 gauge. | 1 | 34218.8438 | [16 empty] | 34218.8438 | 11 | 376407.2812
16 | Supplying and filling sand under floor or plugging in wells. | 100 | 7420.14 | [16 empty] | 7420.14 | 3987 | 295840.9818
17 | Providing and laying watering and ramming brick ballast 1½" to 2" (40 mm to 50 mm) mixed with 25% sand for floor foundation complete in all respect. | 100 | 9109.1 | [16 empty] | 9109.1 | 12801.2 | 1166074.1092
18 | 1½"(40 mm) thick mosaic flooring, consisting of ½ " mosaic topping of one part of cement and marble powder in the ratio of 3:1 and two parts of marble chips, laid over 1"(25 mm) thick floor of 1:2:4 cement concrete, including rubbing and polishing complete with finishing :-using grey cement | 100 | 22325.3713 | [16 empty] | 22325.3713 | 29658.5 | 6621370.2322
19 | Mosaic dado or skirting with one part of cement and marble powder in the ratio of 3:1 and two parts of marble chips, laid over ½"(13 mm) thick cement plaster 1:3, including rubbing and polishing, complete with finishing:(a) using grey cement: i) 1/2"(13 mm) thick | 100 | 14054.04 | [16 empty] | 14054.04 | 19146.85 | 2690905.9577
20 | Providing and fixing marble strip of any shade for dividing the mosaic flooring into panels(a) Size 1½" x 3/8" (40 x 10 mm) | 1 | 22750 | [16 empty] | 22750 | 39.6 | 900900
21 | Cement concrete plain including, placing, compacting, finishing and curing complete (including screening and washing of stones aggregate) | [18 empty] | 0
22 | Cement plaster 1:4 upto 20' (6.00 m) height 1/2" (13 mm) thick. | 100 | 113184.6625 | [16 empty] | 113184.6625 | 4614.1 | 5222453.5124
23 | Cement plaster 3/8" (10 mm thick under soffit of R.C.C. roof slabs only, upto 20' height (Ratio 1:3). | 100 | 21116.55 | [16 empty] | 21116.55 | 5264.65 | 1111712.4496
24 | Distempering:- 3 coat | 100 | 99928.2375 | [16 empty] | 99928.2375 | 1548.2 | 1547088.973
26 | Cement pointing struck joints on wall upto 20' (6m) height (a) Ratio 1:2 including extra cost of labour and material for red oxide pigment in cement pointing to match with the colour of bricks. | 100 | 65280.215 | [16 empty] | 65280.215 | 5012.65 | 3272268.6972
27 | Providing, laying, cutting, jointing, testing and disinfecting PVC/ uPVC pipe line with `B' Class working pressure complete in all respects:- 4" i/d (100 mm) | 1 | 1183 | [16 empty] | 1183 | 514.9 | 609126.7
28 | Providing and installing P.V.C. bends, of B.S.S.b) 4" i/d (100 mm) | 1 | 182 | [16 empty] | 182 | 849.7 | 154645.4
29 | Making top khurra on roof 2' x 2' x 6". | 1 | 91 | [16 empty] | 91 | 1159.65 | 105528.15
30 | Providing and fixing sliding; bolt to doors iron sliding bolt, 10" (250 mm) long. | 1 | 182 | [16 empty] | 182 | 656.85 | 119546.7
31 | Painting new surface (c) preparing surface and painting of doors and windows any type (including edges) priming coat and 2 subsequent coats of paint. | 100 | 7644 | [16 empty] | 7644 | 3052.4 | 233325.456
32 | Providing and fitting glazed earthen ware water closet, squatter type (Orisa pattern) combined with foot rest white. | 1 | 91 | [16 empty] | 91 | 4105.05 | 373559.55
33 | Providing and fitting "P" trap 10 cm (4") glazed. | 1 | 273 | [16 empty] | 273 | 463.15 | 126439.95
34 | Providing and Fixing chromium plated bib cock (ii)1.5 cm (1/2"). | 1 | 364 | [16 empty] | 364 | 1639.2 | 596668.8
35 | Providing & fitting plastic made low down flushing cistern 13.63 litre (3 gallons) capacity, including bracket set, copper connection, etc. complete (i) white. | 1 | 91 | [16 empty] | 91 | 8069.2 | 734297.2
36 | Providing, laying, cutting, jointing, testing and disinfecting PVC/ uPVC pipe line with `B' Class working pressure complete in all respects:- 4" i/d (100 mm) | 1 | 9100 | [16 empty] | 9100 | 514.9 | 4685590
37 | Providing and installing P.V.C. bends, of B.S.S.b) 4" i/d (100 mm) | 1 | 364 | [16 empty] | 364 | 849.7 | 309290.8
38 | Providing and installing P.V.C. tees, of B.S.S.Class `B' working pressure:-b) 4" i/d (100 mm) | 1 | 364 | [16 empty] | 364 | 2374.25 | 864227
39 | Providing,laying,testing and commissioning of POLYPROPYLENE RANDOM COPOLYMER (PPRC water supply pipe ( Dadex/ Popular/ Beta or approved equivalent manufacturer, withs pecified pressure rating PN (PRESSURE NOMINAL) and conforming to DIN8077-8078 codei/ccost of solvent,specials,making jharries complete in all respect as approved and directed by Engineer Incharge.(Internal/ExternalDiametersmentioned). a) PN-16 pipe | [18 empty] | 0
i | a) 20mm | 1 | 9100 | [16 empty] | 9100 | 62.95 | 572845
ii | b) 25mm | 1 | 4550 | [16 empty] | 4550 | 87.1 | 396305
40 | Providing and fixing looking glass (mirror) 22" x 16" (55 x 40) cm, and 5 mm thick glass first quality. | 1 | 91 | [16 empty] | 91 | 1457.7 | 132650.7
41 | Providing and fixing stainless steel sink with drain board, size 120 x 60 cm (48 x 24") including bracket set, waste pipe and waste coupling. | 1 | 91 | [16 empty] | 91 | 15209.1 | 1384028.1
42 | Providing and fitting. | [18 empty] | 0
| a) Plastic soap dish. | 1 | 91 | [16 empty] | 91 | 1380 | 125580
| b) Plastic towel rail. | 1 | 91 | [16 empty] | 91 | 1610 | 146510
| c) plastic shelf 60x13cm (24" x 5") with bracket and railing. | 1 | 91 | [16 empty] | 91 | 1035 | 94185
43 | Providing and fixing chromium plated tee stop cock 15 mm (1/2"). | 1 | 91 | [16 empty] | 91 | 1999.2 | 181927.2
44 | Supply and erection of PVC pipe for wiring recessed in walls, including inspection boxes, pull boxes, hooks, cutting jharries and repairing surface, etc. complete with all specials. | [18 empty] | 0
| a) 20mm (3/4") i/d. | 1 | 9100 | [16 empty] | 9100 | 112.25 | 1021475
| b) 25 mm (1") i/d | 1 | 4550 | [16 empty] | 4550 | 133.6 | 607880
45 | Supply and erection of single core PVC insulated copper conductor cables, in prepaid P.V.C. pile/M.S. conduit/G.I. pipe/wooden strip batten/wooden casing and caping/G.I. wire/trenches (rate for cables only) (a) 250/440 volts, P.V.C. insulated. | [18 empty] | 0
| a) 3/0.74mm (3/0.029"). | 1 | 27300 | [16 empty] | 27300 | 35.7 | 974610
| b) 7/0.74mm (7/0.029"). | 1 | 9100 | [16 empty] | 9100 | 56.3 | 512330
46 | Supply and erection of copper conductor cable for service connection in prepaid pipe/G.I. wire/trenches, etc. (rate for cable only) (a) PVC insulated, PVC sheathed, twin core, 250/440 volts 7/0.44" (7/1.12mm). | 1 | 18200 | [16 empty] | 18200 | 237.65 | 4325230
47 | Supply and connection of M.S. sheet box of 16 SWG, 10 cm (4") deep with 4.75 mm thick (3/16") bakelite sheet top, for recessed wiring, including making holes for regulators switches, plugs etc. | [18 empty] | 0
| a) 10 x 10 cm (4" x 4"). | 1 | 182 | [16 empty] | 182 | 382.3 | 69578.6
| b) 17.5 x 10 cm (7" x 4"). | 1 | 364 | [16 empty] | 364 | 522.75 | 190281
| c) 22.5 x 10 cm (9" x 4"). | 1 | 91 | [16 empty] | 91 | 668.8 | 60860.8
48 | Supply and erection of switches 5 amp. Piano Type. | 1 | 3185 | [16 empty] | 3185 | 102.7 | 327099.5
49 | Supply and erection of backlite button holder shade, large size. | 1 | 546 | [16 empty] | 546 | 178.75 | 97597.5
50 | Supply and erection of ceiling rose, bakelite. | 1 | 546 | [16 empty] | 546 | 96.3 | 52579.8
51 | Supply and erection of wall socket with 3 pin 5 amp shoe. | 1 | 182 | [16 empty] | 182 | 204.7 | 37255.4
52 | Supply and erection of 3 pin switch and plug combined recessed type (ii) 10/15 amp. | 1 | 182 | [16 empty] | 182 | 213.1 | 38784.2
53 | P/F wall mounted DB (Distribution Board) made with 16SWG Sheet (Recessded/Surface mounted Type), Powder coated Paint, i/c the cost of Lock, Indication lights,Thimble, Copper Comb, Wiring, Netural & Earth Bar, Door Earthing, Digital Voltmeter,Digital Ammeter,Volt Selector Switch,Ammeter selector switch,Current Transformers and Controles Complete in all respect as approved and directed by the Engineer Incharge (Breakers will be Paid Separately)(a) 6" deep (i) 20~60A | 1 | 91 | [16 empty] | 91 | 24422.65 | 2222461.15
54 | Suppling,Installation and comissioning of MCB (Miniature Circuit Breaker) of specified rating made of LEGRAND FRANCE/ GE U.S.A / SCHNEIDER GERMANY /SIEMEN GERMAN/TERASAKI JAPAN/ ABB SWITZERLAND in prelaid DBs and Panels i/c the cost of screwes,necessary wire completb) Double Pole(iii) 6-63 Amp (10 KA) | 1 | 91 | [16 empty] | 91 | 5616.25 | 511078.75
55 | Suppling,Installation and comissioning of MCB (Miniature Circuit Breaker) of specified rating made of LEGRAND FRANCE/ GE U.S.A / SCHNEIDER GERMANY /SIEMEN GERMAN/TERASAKI JAPAN/ ABB SWITZERLAND in prelaid DBs and Panels i/c the cost of screwes,necessary wire complet Single Pole(iii) 6-63 Amp (10 KA) | 1 | 364 |  |  | 42 | 40 |  | 77 | 6 | 2 | 2 | 6 | 364 | 40 |  |  |  |  | 579 | 1453.75 | 841721.25
56 | Supply and erection of 3/8" (10mm) dia M.S. bar fan hook, placed at the time of casting of slab. | 1 | 91 | [16 empty] | 91 | 83.75 | 7621.25
57 | Providing and fixing Pakistan Energy Label NEECA approved Copper winded Ceiling Fan i/c the cost of necessary cable and hardware for connection as approved and directed by Engineer Incharge. 56" Sweep | 1 | 91 | [16 empty] | 91 | 10815.4 | 984201.4
58 | Erecting of ceiling fan along with regulator (all sizes) including carriage local railway station/ store to site of work, electric wire/cable for suspension rod and board connection and cutting, threading on the rod where necessary. | 1 | 91 | [16 empty] | 91 | 663.65 | 60392.15
59 | Supply and erection of tube light, including rod, choke, starter with frame, flexible wire, including connection from ceiling rose, etc., complete ii)single rod (40 watts) with one choke and one starter. | 1 | 546 | [16 empty] | 546 | 1995.3 | 1089433.8
60 | Provided and installed 1 HP electric water pump with 70 ft bore, and successfully installed a 200-gallon water tank including all accessories and plumbing connections. | 1 | 91 | [16 empty] | 91 | 99800 | 9081800
61 | Carriage of 100 Cf t. (2.83 cu.m) of all materials like stone aggregate, spawl, kankar lime (unslaked), surkhi , etc. or 150 Cf t. (4.25 cu.m) timber, by truck or by any othermeans owned by the contractor from Sakhi Sarwar Quarry to site 275 Km including first 11KM hilly area. | [18 empty] | 0
i | PCC 1:4:8 | 100 | 11086.9668 | [16 empty] | 11086.9668 | 14042.6 | 1556898.3999
ii | PCC 1:2:4 | 100 | 1566.565 | [16 empty] | 1566.565 | 14042.6 | 219986.4567
iii | RCC 1.2.4 | 100 | 19117.4984 | [16 empty] | 19117.4984 | 14042.6 | 2684593.8303
iv | DPC 1.2.4 | 100 | 971.752 | [16 empty] | 971.752 | 14042.6 | 136459.2507 | 115067561.4987
12 | Electrical Work
1 | HT Spun Pole 45' | 1 | 25 | [16 empty] | 25 | 71344 | 1783600
2 | HT S/STRUCTURE Pole 36' | 1 | 700 | [16 empty] | 700 | 71680 | 50176000
3 | Earthing | 1 | 840 | [16 empty] | 820 | 5488 | 4500160
4 | Steel -X-ARMS | 1 | 1760 | [16 empty] | 1760 | 8333 | 14666080
5 | 11-KV Disc: Insulator | 1 | 1500 | [16 empty] | 1500 | 4250 | 6375000
6 | Eye Nut/Ahchore Shakle/D.End Clump | 1 | 1200 | [16 empty] | 1200 | 609 | 730800
7 | 11KV Pin Insulator with Pins | 1 | 2415 | [16 empty] | 2350 | 1797 | 4222950
8 | D-Shakel + Spool Insulator | 1 | 1000 | [16 empty] | 1000 | 599 | 599000
9 | DA Bolts | 1 | 700 | [16 empty] | 700 | 358 | 250600
10 | Nuts & Bolts 14" | 1 | 500 | [16 empty] | 500 | 208 | 104000
11 | Nuts & Bolts 12" | 1 | 500 | [16 empty] | 500 | 184 | 92000
12 | Nuts & Bolts 02" | 1 | 200 | [16 empty] | 200 | 49 | 9800
13 | Stay Rod + stay strips Complete | 1 | 150 | [16 empty] | 150 | 3935 | 590250
14 | Stay Wire | 1 | 1870 | [16 empty] | 1870 | 399 | 746130
15 | ACSR Rabbit Conductor | 1 | 61590 | [16 empty] | 58200 | 246 | 14317200 | 99163570
16 | Transformer 400-KVA | 1 | 2 | [16 empty] | 2 | 2189000 | 4378000 | 40761205
17 | Transformer 100-KVA | 1 | 5 | [16 empty] | 5 | 506760 | 2533800
18 | Transformer 50-KVA | 1 | 5 | [16 empty] | 5 | 400567 | 2002835
19 | Transformer 25-KVA | 1 | 40 | [16 empty] | 40 | 286340 | 11453600
23 | Plate form D/Edge | 1 | 60 | [16 empty] | 60 | 24290 | 1457400
25 | Nuts & Bolts | 1 | 500 | [16 empty] | 500 | 198 | 99000
26 | D-Fues Fitting Set | 1 | 183 | [16 empty] | 183 | 18250 | 3339750
27 | Steel Crass arm for D fuse Mounting | 1 | 50 | [16 empty] | 50 | 4770 | 238500
28 | LT Capacitor | 1 | 50 | [16 empty] | 50 | 10900 | 545000
29 | LT Spun Pole 31' | 1 | 500 | [16 empty] | 500 | 23650 | 11825000
30 | street light pole bracket 30 mm (1¼") G.I. pipe 2 metre long, complete with 2 No. pole clamp. (Ch-24) [Pump station + Tubewell Rooms) | 1 | 200 | [16 empty] | 200 | 3378.5 | 675700
31 | Supply and erection of pole mounted street light, holders, shade and glass, etc., for fitting 125/250 watts mercury vapour lamp (excluding cost of lamps): ii) Philips design (Ch 24) [Pump station + Tubewell Rooms) | 1 | 200 | [16 empty] | 200 | 6949.8 | 1389960
32 | Supply and fitting of mercury vapour lamp, complete with choke set ii) 250 watt lamp (Ch 24) [Pump station + Tubewell Rooms) | 1 | 200 | [16 empty] | 200 | 4113.3 | 822660
33 | PVC 4/C Cable 19.083 (70mm Armoured | 1 | 5000 | [16 empty] | 5000 | 976 | 4880000
34 | AMR METER HT/LT Type (bi-directional) | 1 | 50 | [16 empty] | 50 | 48900 | 2445000
35 | ATB A-Type 100/5 | 1 | 10 | [16 empty] | 10 | 31300 | 313000
36 | Earthing | 1 | 20 | [16 empty] | 20 | 5488 | 109760
37 | CTs 100/5 Amp | 1 | 80 | [16 empty] | 80 | 10530 | 842400
38 | (A) Cost of 11 KV Line material | 1 | [17 empty] | 0 | 16263340 | 16263340
39 | (B) Cost of Sub Station material | 1 | [17 empty] | 0 | 5598490 | 5598490
40 | (c.) Cost of service and Metering material | 1 | [17 empty] | 0 | 1034832 | 1034832
41 | Earthing Pit & Material will be provided by consumer | 1 | [17 empty] | 0 | 8064000 | 8064000
42 | Contractor Charges/ Foundation Charges 60000 x 700 | 1 | [17 empty] | 0 | 42000000 | 42000000
43 | Feeder Rehablitation Charges / Security | 1 | [17 empty] | 0 | 2000000 | 2000000 | 223475597
44 | 630 KVA TRANSFORMER | 1 | [8 empty] | 2 | [8 empty] | 2 | 2375000 | 4750000 | 13826383 | 14594316
45 | 200 KVA TRANSFORMER | 1 |  |  |  |  | 1 |  | 1 | [10 empty] | 2 | 904422 | 1808844 |  | 767933
46 | D/STRUCTURE PLATEFORM | 1 |  |  |  |  | 1 |  | 1 |  | 5 | [8 empty] | 7 | 24290 | 170030
48 | LT PCC POLE | 1 |  |  |  |  | 1 |  | 1 |  | 25 | [8 empty] | 27 | 23650 | 638550
49 | ATB A TYPE | 1 |  |  |  |  | 2 |  | 2 |  | 3 | [8 empty] | 7 | 31300 | 219100
50 | CTS 100/5 | 1 |  |  |  |  | 8 |  | 8 |  | 12 | [8 empty] | 28 | 10530 | 294840
51 | 25 KVATRANSFORMER | 1 | 1 | 1 | 1 | 1 |  | 1 |  | 1 | [9 empty] | 6 | 286340 | 1718040
52 | S/STRUCTURE PLATEFORM | 1 | 1 | 1 | 1 | 1 |  | 1 |  | 1 | [9 empty] | 6 | 15786 | 94716
53 | HT PCC POLE | 1 | 3 | 1 | 1 | 4 |  | 1 |  | 1 | [9 empty] | 12 | 33000 | 396000
55 | D-Fuse Fitting | 1 | 3 | 3 | 3 | 3 | 3 | 3 | 3 | 3 | 9 | [8 empty] | 33 | 18250 | 602250
56 | ACSR RABBIT | 1 | 930 | 30 | 380 | 1130 | 50 | 380 | 50 | 290 | 150 | [8 empty] | 3390 | 245 | 830550
57 | AMR METER | 1 | 1 | 1 | 1 | 1 | 1 | 1 | 1 | 1 | 1 | [8 empty] | 9 | 35200 | 316800
58 | Pin Insulator with Pins | 1 | 9 | 6 | 6 | 12 | 6 | 6 | 6 | 6 | 8 | [8 empty] | 65 | 1797 | 116805
59 | 11 KV Disc | 1 | 6 |  | 6 | 6 |  | 6 |  | 6 | [9 empty] | 30 | 4250 | 127500
60 | Stay Rods | 1 | 4 |  | 2 | 4 |  | 2 |  | 2 | [9 empty] | 14 | 3591 | 50274
62 | Earth Rods | 1 | 7 | 3 | 4 | 8 | 4 | 4 | 4 | 4 | 20 | [8 empty] | 58 | 1498 | 86884
63 | PVC 4/C 19/.052 | 1 | 30 | 30 | 30 | 30 | 100 | 100 |  | 200 | [9 empty] | 420 | 435 | 182700
64 | PVC 4/C 19/.083 | 1 | [6 empty] | 200 |  | 1000 | [8 empty] | 1300 | 975 | 1267500
65 | Nuts & Bolts | L/S | 1 | 1 | 1 | 1 | 1 | 1 | 1 | 1 | 1 | [8 empty] | 9 | 155000 | 155000
66 | Civil Work Charges (Contactor Charges) | 1 | 3 | 1 | 1 | 4 | 1 | 1 | 2 | 1 | 1 | [8 empty] | 15 | 15000 | 225000 | 237526980 | 3629203
67 | Providing and fixing barbed wire fencing, with 4 horizontal and two cross wires, with R.C.C. 1:2:4 posts, 5.5'x6"x9" (1.68mx150mmx225 mm) at 8 ft. (2.45 m) center to center, reinforced with 4 No. 3/8" (10 mm) dia vertical bars and 1/8" (3 mm) dia stirrups 12" (300 mm) center to center, complete in all respects. in cement concrete 1:4:8 base of size 12"x12"x21" | 100 | 49390 | [16 empty] | 49390 | 69347.9 | 34250927.81 |  | 241156183
68 | Excavation in foundation of building, bridges, and other structures, including dag belling, dressing refilling around structure with excavated earth, watering and ramming lead upto one chain (30m)and lift upto 5' (1.5 m) (b) in ordinary soil. | 1000 | 2062.982 | [16 empty] | 2062.982 | 15824.15 | 32644.9366 |  | 601627
72 | Pacca brick work other than building upto 10ft. (3 m) Ratio 1:4 | 100 | 1656.5625 | [16 empty] | 1656.5625 | 35727 | 591840.0844
73 | Cement plaster 1:4 upto 20' (6.00 m) height 1/2" (13 mm) thick. | 100 | 6225.4688 | [16 empty] | 6225.4688 | 4614.1 | 287249.3536
74 | Providing and fixing collapsible gate made of 2"x2"x"¼" (50x50x6 mm) tee iron at top and bottom, channel iron verticals ¾"x¼"x¼"x1/8" (20x6x6x3 mm) at 3" (75 mm) to 5" (125 mm) centre to centre (approximate) and flat iron crosses 3"x3/16" (75x5 mm), and best quality rollers at bottom of 3" (75 mm) diameter including holdfasts, handles 12" (300 mm) long of ¾"x¼"x¼"x1/8" (20x6x6x3 mm) channel iron, locking arrangement inside and outside, painting 3 coats of black Japan enameled, complete in working order. | 1 | 6650 | [16 empty] | 6650 | 1985.95 | 13206567.5
75 | Supply and erection PVC pipe for recessed wiring (main and sub-main) purpose, including bends, specials, etc. in floor, wall or trenches:- 50mm i/d | 1 | 14250 | [16 empty] | 14250 | 234.95 | 3348037.5
76 | Supply and erection of single core PVC insulated copper conductor cables, in prelaid PVC pipe/M.S. conduit/G.I pipe/wooden strip batten/wooden casing an capping/G.I. wire/trenches (rate for cables only):7/0.74 mm (7/0.029") | 1 | 28500 | [16 empty] | 28500 | 56.3 | 1604550 | 53321817.1846
13. Installation of Tubewells | Installation of Tubewells
1 | Providing installation, testing, and commissioning of a vertical deep well turbine tubewell pump with discharge 2 cusec against 70 ft head, including bowl assembly, vertical column pipe with shaft, motor, pre-lubrication tank, foundation fixing and alignment, MCCB/control panel with all electrical connections, cables and accessories from transformer to tubewell including earthing and protection devices, complete suction and delivery piping up to 25 ft outlet basin of approved material (MS/CI) with bends, flanges, valves, gaskets, supports and accessories, carrying out all works for energizing, testing, and full-load commissioning; pump casing in Gray Cast Iron EN-GJL-250, impeller in Stainless Steel grade 1.4408, column pipe coated internally and externally with epoxy paint, materials verified per EN 10204-3.1, minimum 80% efficiency per ISO 9906-1B; motor of reputed manufacturer, vertical solid shaft, IE3 efficiency class, 15 kW (20 HP, 1450 rpm), 4-pole, 3-phase, 50 Hz, 380/400 V, manufacturer to have in-house hydraulic and metallurgical testing facility, complete in all respects suitable for tubewell application. [including transportation and all overhead charges] | 1 | 37 | [16 empty] | 37 | 4350150 | 160955550
2 | Providing installation, testing and commissioning of horizontal centrifugal pump having discharge capacity of 10 cusec against 30 ft - 35 ft head including pump, motor, bowl assembly, column set, pre-lubrication tank, foundation fixing and alignment, MCCB/control panel with all electrical cables and connections from transformer to pump including earthing and protection devices, complete suction piping inside the chamber (SS/MS/CI) and delivery piping up to the outlet basin (40–50 ft) of approved material (Fibre reinforced cement/upvc of suitable internal diameter size as approved by E-in-C) with all bends, flanges, gaskets, supports and accessories, and carrying out all works necessary for energizing, testing and full-load commissioning of the complete pump set in all respects.. Pump shall have min. 81% efficiency which should be verified according to ISO 9906-1B standard. Material of pump casing shall be Gray cast iron EN-GJL-250 having impeller in Stainless Steel grade 1.4408. Pump shall be coated internally with epoxy paint. Material of pump shall be verified according to material test certificate EN 10204-3.1. Motor shall be of reputed manufacturer having min. IE3 efficiency class. Rating of motor to be 37 KW (50HP, 950 rpm)/6 pole, 3 phase, 50 Hz, 380/400 Volts. Manufacturer shall have its own testing facility to verify pumps hydraulic performance testing. Manufacturer shall have its own material testing lab to verify metallurgical testing. [including transportation and all overhead charges] | 1 | 8 | [16 empty] | 8 | 3886124 | 31088992
3 | Providing installation, testing and commissioning of horizontal centrifugal pump having discharge capacity of 10 cusec against 40 ft - 45 ft head including pump, motor, bowl assembly, column set, pre-lubrication tank, foundation fixing and alignment, MCCB/control panel with all electrical cables, accessories and connections from transformer to pump including earthing and protection devices, complete suction piping inside the chamber (SS/MS/CI) and delivery piping up to the outlet basin (40–50 ft) of approved material (Fibre reinforced cement/upvc of suitable internal diameter size as approved by E-in-C) with all bends, flanges, valves, gaskets, supports and accessories, and carrying out all works necessary for energizing, testing and full-load commissioning of the complete pump set in all respects.. Pump shall have min. 82% efficiency which should be verified according to ISO 9906-1B standard. Material of pump casing shall be Gray cast iron EN-GJL-250 having impeller in Stainless Steel grade 1.4408. Pump shall be coated internally with epoxy paint. Material of pump shall be verified according to material test certificate EN 10204-3.1. Motor shall be of reputed manufacturer having min. IE3 efficiency class. Rating of motor to be 45 KW (60HP, 950 rpm)/6 pole, 3 phase, 50 Hz, 380/400 Volts. Manufacturer shall have its own testing facility to verify pumps hydraulic performance testing. Manufacturer shall have its own material testing lab to verify metallurgical testing. [including transportation and all overhead charges] | 1 | 6 | [16 empty] | 6 | 4140119 | 24840714
4 | Providing installation, testing and commissioning of horizontal centrifugal pump having discharge capacity of 20 cusec against 30 ft - 35 ft head including pump, motor, bowl assembly, column set, pre-lubrication tank, foundation fixing and alignment, MCCB/control panel with all electrical cables, accessories and connections from transformer to pump including earthing and protection devices, complete suction piping inside the chamber (SS/MS/CI) and delivery piping up to the outlet basin (40 -- 50 ft) of approved material (Fibre reinforced cement/upvc of suitable internal diameter size as approved by E-in-C) with all bends, flanges, valves, gaskets, supports and accessories, and carrying out all works necessary for energizing, testing and full-load commissioning of the complete pump set in all respects.. Pump shall have min. 83% efficiency which should be verified according to ISO 9906-1B standard. Material of pump casing shall be Gray cast iron EN-GJL-250 having impeller in Stainless Steel grade 1.4408. Pump shall be coated internally with epoxy paint. Material of pump shall be verified according to material test certificate EN 10204-3.1. Motor shall be of reputed manufacturer having min. IE3 efficiency class. Rating of motor to be 75 KW (100HP, 950 rpm)/8 pole, 3 phase, 50 Hz, 380/400 Volts. Manufacturer shall have its own testing facility to verify pumps hydraulic performance testing. Manufacturer shall have its own material testing lab to verify metallurgical testing. [including transportation and all overhead charges] | 1 | 1 | [16 empty] | 1 | 8178639 | 8178639
5 | Providing installation, testing and commissioning of vertical tubular casing pump with ever cleaning blades having discharge capacity of 40 cusec against 16-25 ft head including pump, motor, bowl assembly, column set, pre-lubrication tank, foundation fixing and alignment, MCCB/control panel with all electrical cables, accessories and connections from transformer to pump including earthing and protection devices, complete suction piping inside the chamber (SS/MS/CI) and delivery piping up to the outlet basin (40–50 ft) of approved material (Fibre reinforced cement/upvc of suitable internal diameter size as approved by E-in-C) with all bends, flanges, valves, gaskets, supports and accessories, and carrying out all works necessary for energizing, testing and full-load commissioning of the complete pump set in all respects. . Pump shall have min. 84% efficiency which should be verified according to ISO 9906-1B standard. Material of pump casing shall be Gray cast iron JL-1040 having propeller (ever cleaning blades) in Stainless Steel grade 1.4408. Pump and column pipe shall be coated internally and externally with epoxy paint. Material of pump shall be verified according to material test certificate EN 10204-3.1. Motor shall be of reputed manufacturer having min. IE3 efficiency class. Vertical solid shaft. Rating of motor to be 110 KW (150HP, 450 rpm)/8 pole, 3 phase, 50 Hz, 380/400 Volts. . Manufacturer shall have its own testing facility to verify pumps hydraulic performance testing. Manufacturer shall have its own material testing lab to verify metallurgical testing. [including transportation and all overhead charges] | 1 | 8 | [16 empty] | 8 | 13004544 | 104036352
6 | Providing, installation, testing and comissioning of 5 Ton and more capacity Gantry Craine, with girder bridge type arrangement, fitted with electric motor for its operation and mobility, electric wiring and fixing in position, complete in all rspect. | 1 | 3 | [16 empty] | 3 | 1472223 | 4416669
| Providing, installation, testing and comissioning of 5 Ton and more capacity Gantry Craine, with girder bridge type arrangement, fitted with electric motor for its operation and mobility, electric wiring and fixing in position, complete in all rspect. | 1 | 1 | [16 empty] | 1 | 1315342 | 1315342
7 | Providing, installation, testing and comissioning of 10 Ton and more capacity Gantry Craine, with girder bridge type arrangement, fitted with electric motor for its operation and mobility, electric wiring and fixing in position, complete in all rspect. | 1 | 1 | [16 empty] | 1 | 1472223 | 1472223
8 | Direct Rotary / Reverse Rotary drilling of bore for tubewell in all type of soil except shingle gravel and rock. i). 15 " To 18" ( 500 to 650 mm) | Rft | 8140 | [16 empty] | 8140 | 864.05 | 7033367
9 | Collection of lithological samples with sieve analysis at every 5 ft. interval or change of lithology whichever is earlier. | 1 | 1628 | [16 empty] | 1628 | 80 | 130240
10 | Furnishing sample of water from bore hole. | Per Set of 2 bottles | 37 | [16 empty] | 37 | 232.8 | 8613.6
11 | Providing, installations testing and commissioning of 16” dia fiberglass blind pump housing casing with 6mm wall thickness having quick lock mechanical key joints complete in all respect as per specification and approved by the Engineer. | Rft | 2590 | [16 empty] | 2590 | 5371 | 13910890
12 | Providing and installation of Fibre Glass reducer 16”x10” with wall thickness 5.5 mm. complete in all respect as per specification and approved by the Engineer. | 1 | 74 | [16 empty] | 74 | 35582 | 2633068
13 | Providing and installing Fiberglass Reinforced Polypropelene (FRP) strainer of specifid wall thickness having slot size of 0.9 mm to 1.10 mm in Tubewell borehole i/c the cost of male/female coupling with Nylone Strip,studs complete in all respect as approved and directed by the Engineer Incharge vi) 10" inch dia (6.35 mm thickness | Rft | 4440 | [16 empty] | 4440 | 3866.45 | 17167038
14 | Proving and installation of fiberglass Blank blind casing pipe dia 10” with 5.5” wall thickness. complete in all respect as per specification and approved by the Engineer. | Rft | 740 | [16 empty] | 740 | 3583 | 2651420
15 | Providing and installing Fiber glass Reinforced Polypropelene (FRP) bail plug of specified wall thickness having slot size of 0.9 mm to 1.10 mm in Tubewell bore hole i/c the cost of male / female coupling with Nylone Strip, studs complete in all respect as approved and directed by the Engineer Incharge.vi) 10"dia (6.35mm thickness) | Rft | 370 | [16 empty] | 370 | 3735.5 | 1382135
16 | Providing and installation of centralizer complete in all respect as per specification and approved by the Engineer. | 1 | 148 | [16 empty] | 148 | 1148 | 169904
17 | Shrouding with graded pea gravel 3/8" to 1/8" arround tubewell casing in the bore hole. | Cft | 6520.88 | [16 empty] | 6520.88 | 186.65 | 1217122.252
18 | Testing and Development of tubewell of size 6"(150 mm ) and above continusly. ii) Above 1.5 cs Discharge | Hours | 2664 | [16 empty] | 2664 | 3253.1 | 8666258.4
19 | Supply and erection of copper conducter cables for service connection (rate for cable only), PVC insulated, PVC sheathed 4 core , 600/1100 volt non armoured cable. (7/0.064") | Rft | 1850 | [16 empty] | 1850 | 924.05 | 1709492.5
20 | Excavation of trenches in all kinds of soil except cutting rock, for watersupply pipelines upto 5 ft. (1.5 m) depth from ground level, including trimming, dressing sides leveling the beds of trenches to correct grade and cutting pits for joints, etc. complete in all respects. | 1000 | 118400 | [16 empty] | 118400 | 11293.9 | 1337197.76
22 | Providing,laying,testing and commissioning μPVC (Unplasticized Poly vinyl Chloride Pressure pipe of nominal diameter, conforming to PS-3051/BS-3505, Dadex/ Popular/ Beta or approved equivalent manufacturer,i/c the cost of solvent and specials complete as approved and directed by the Engineer Incharge. a)Class-D 12 inch | Lft | 14800 | [16 empty] | 14800 | 3565 | 52762000
23 | Providing,laying,testing and commissioning μPVC (Unplasticized Poly vinyl Chloride Pressure pipe of nominal diameter, conforming to PS-3051/BS-3505, Dadex/ Popular/ Beta or approved equivalent manufacturer,i/c the cost of solvent and specials complete as approved and directed by the Engineer Incharge. a)Class-D 3 inch | Lft | 555 | [16 empty] | 555 | 500.3 | 277666.5 | 111056413.012
14 | Solarization of Tubewells
1 | Providing installation, testing, and commissioning of a 22.5 kW Solar PV system capable of running a horizontal centrifugal pump with discharge 2 cusec against 70 ft head, pump minimum 81% efficiency, including Tier-1 Bloomberg-certified mono / bi-facial N-type solar panels (JINKO / LONGI / JA / Canadian / AKCome / TW / Trina, 700+ W/panel, 23.5% efficiency), solar pump inverter INVT suitably rated for system capacity, mounted on 12 ft high L2/L3/L4 galvanized steel structure (14 gauge) with complete mechanical and civil works, DC and AC cabling with XLPE/PVC insulated tin-coated copper wires, combiner boxes, AC & DC breakers, SPDs (A+ grade), all distribution/protection boxes (12"×18"×18" SWG or equivalent), PVC pipes, flexible pipes (1–1.5"), thimbles (O-type, U-type with shrouds), Rawl bolts, nuts and bolts, complete earthing system, lightning arrestor, all civil works, foundations, and supports, all electrical connections for net metering with meter, transportation of all materials from warehouse to site, testing, commissioning, and manufacturer-provided maintenance/after-sales service for up to 2 years, complete in all respects as directed by the Engineer-in-Charge. | 1 | 87 | [16 empty] | 87 | 1950150 | 169663050
3 | GNSS (Topographical) Surveying instrument with Base, Rover, Controller complete in all respect | 1 | 1 | [16 empty] | 1 | 1829000 | 1829000
4 | Providing and supplying a complete aerial topographic survey package consisting of a professional RTK-enabled survey drone, high-resolution photogrammetry camera, licensed processing software, additional 8 batteries with charging hub, Ground Control Point (GCP) sets/markers, High graded RTK base station kit with tripod and pole, and 5 TB rugged NVMe SSD storage, complete in all respects (Equivalent: DJI Matrice 350 RTK Drone, Zenmuse P1c etc) | 1 | 1 | [16 empty] | 1 | 4250000 | 4250000
5 | Providing and supplying a Total Station with angle accuracy ≤5″, EDM reflectorless range ≥500 m, prism range ≥1500 m, distance accuracy ±(2 mm + 2 ppm), 30× telescope, dual-axis compensator, rechargeable batteries with charger, prism set with pole, tripod, data storage/USB/Bluetooth interface, carrying case, calibration certificate, and all accessories complete. | 1 | 1 | [16 empty] | 1 | 1475000 | 1475000
6 | Providing and supplying an automatic self-leveling Auto-Level with minimum 32× magnification, ±2 mm/km accuracy, dual-axis compensator, tripod, 2.5 m leveling staff, carrying case, calibration certificate, and all accessories complete. | 1 | 4 | [16 empty] | 4 | 129800 | 519200
7 | Providing and supplying a high-performance workstation laptop with Intel Core i9-14900HX / AMD Ryzen 9 7940HX or higher, 64GB DDR5 RAM, 2TB NVMe Gen-5 M.2 SSD, dedicated NVIDIA RTX 4080 (12GB) or higher GPU, Windows 11 Pro, full-size keyboard with numeric pad, complete with premium laptop bag, wireless headphones (Sennheiser/Beats/Sony/Anker or equivalent), USB 3.2 Gen-2 (10Gbps) flash drive, and Logitech MX Master 3S wireless mouse or equivalent, complete in all respects. | 1 | 2 | [16 empty] | 2 | 850000 | 1700000
8 | Providing installation, testing, and commissioning of a 64 kW Solar PV system capable of operating a horizontal centrifugal pump with discharge 10 cusec against 40 - 45 ft head, pump minimum 82% efficiency verified as per ISO 9906-1B standard, including Tier-1 Bloomberg-certified mono/ bi-facial N-type solar panels (JINKO / LONGI / JA / Canadian / AKCome / TW / Trina, 700+ W/panel, 23.5% efficiency), solar pump inverter INVT suitably rated for system capacity, mounted on 12 ft high L2/L3/L4 galvanized steel structure (14 gauge) with complete mechanical and civil works, DC and AC cabling using XLPE/PVC insulated tin-coated copper wires, combiner boxes, AC & DC breakers, SPDs (A+ grade), all distribution/protection boxes (12"×18"×18" SWG or equivalent), PVC pipes, flexible pipes (1–1.5"), thimbles (O-type, U-type with shrouds), Rawl bolts, nuts and bolts, complete earthing system, lightning arrestor, all civil works, foundations, and supports, electrical connections for net metering with meter, transportation of all materials from warehouse to site, testing, commissioning, and manufacturer-provided maintenance/after-sales service for 2 years, complete in all respects as directed by the Engineer-in-Charge. | 1 | 6 | [16 empty] | 6 | 5061387.5 | 30368325
| Providing installation, testing, and commissioning of a 53.5 kW Solar PV system capable of running a horizontal centrifugal pump with discharge 10 cusec against 30–35 ft head, pump minimum 81% efficiency, including Tier-1 Bloomberg-certified mono / bi-facial N-type solar panels (JINKO / LONGI / JA / Canadian / AKCome / TW / Trina, 700+ W/panel, 23.5% efficiency), solar pump inverter INVT suitably rated for system capacity, mounted on 12 ft high L2/L3/L4 galvanized steel structure (14 gauge) with complete mechanical and civil works, DC and AC cabling with XLPE/PVC insulated tin-coated copper wires (DC 1-core 6 mm, AC 4-core 6 mm, 25 mm PVC/XLPE), combiner boxes, AC & DC breakers, SPDs (A+ grade), all distribution/protection boxes (12"×18"×18" SWG or equivalent), PVC pipes, flexible pipes (1–1.5"), thimbles (O-type, U-type with shrouds), Rawl bolts, nuts and bolts, complete earthing system, lightning arrestor, all civil works, foundations, supports, electrical connections for net metering with meter, transportation of all materials from warehouse to site, testing, commissioning, and manufacturer-provided maintenance/after-sales service for 2 years, complete in all respects as directed by the Engineer-in-Charge. | 1 | 7 | [16 empty] | 7 | 4116450 | 28815150
| Providing installation, testing, and commissioning of a 107 kW Solar PV system for a horizontal centrifugal pump with discharge 20 cusec against 30 - 35 ft head, pump minimum 83% efficiency, including Tier-1 Bloomberg-certified mono/ bi-facial N-type solar panels (JINKO / LONGI / JA / Canadian / AKCome / TW / Trina, 700+ W/panel, 23.5% efficiency), solar pump inverter INVT suitably rated for system capacity, mounted on 12 ft high L2/L3/L4 galvanized steel structure (14 gauge) with complete mechanical and civil works, DC and AC cabling with XLPE/PVC insulated tin-coated copper wires (DC 1-core 6 mm, AC 4-core 6 mm, 25 mm PVC/XLPE), combiner boxes, AC & DC breakers, SPDs (A+ grade), all distribution/protection boxes (12"×18"×18" SWG or equivalent), PVC pipes, flexible pipes (1–1.5"), thimbles (O-type, U-type with shrouds), Rawl bolts, nuts and bolts, complete earthing system, lightning arrestor, all civil works, foundations, and supports, all electrical connections for net metering with meter, transportation of all materials from warehouse to site, testing, commissioning, and manufacturer-provided maintenance/after-sales service for up to 2 years, complete in all respects as directed by the Engineer-in-Charge. | 1 | 1 | [16 empty] | 1 | 8787425 | 8787425
a | Surface water Monitoring for Construction Phase | Lump Sump | [17 empty] | 0 |  | 1300000
b | Groundwater Monitoring for Construction Phase | Lump Sump | [17 empty] | 0 |  | 700000
c | Ambient Air Quality Monitoring for Construction Phase | Lump Sump | [17 empty] | 0 |  | 500000
a | Surface water MonitoringFor Operational Phase | Lump Sump | [17 empty] | 0 |  | 500000
b | Groundwater Monitoring For Operational Phase | Lump Sump | [17 empty] | 0 |  | 500000
a | Drinking Water Monitoring for Drinking Water & Groundwater Monitoring near disposal Pit | Lump Sump | [17 empty] | 0 |  | 250000
b | Groundwater Monitoring for Drinking Water & Groundwater Monitoring near disposal Pit | Lump Sump | [17 empty] | 0 |  | 250000
a | Training Session | Lump Sump | 5 | [16 empty] | 5 | 100000 | 500000
13 | Emergency Plan | Lump Sump | 1 | [16 empty] | 1 |  | 1500000
14 | Environmental Audit Cost | Lump Sump | 3 | [16 empty] | 3 | 500000 | 1500000
15 | Site Visits by Regulatory Authorities | Lump Sump | 1 | [16 empty] | 1 |  | 500000
a | Sign Board for traffic management cost | Lump Sump | 1 | [16 empty] | 1 |  | 125000
b | Barricading Fence along Access Roads for traffic management cost | Lump Sump | 1 | [16 empty] | 1 |  | 100000 | [7 empty] | 0
c | Temporary Speed Breakers for traffic management cost | Lump Sump | 1 | [16 empty] | 1 |  | 100000 | [5 empty] | 187601.82 | 40000 | 227601.82
d | Controlling Dust Pollution for traffic management cost | Lump Sump | 1 | [16 empty] | 1 |  | 175000 | [5 empty] | 101544.2 | 40000 | 141544.2
e | Relocation of amenities and localized widening of road and barrier for traffic management cost | Lump Sump | 1 | [16 empty] | 1 |  | 500000 | 9000000 |  |  |  |  | 134924 | 40000 | 174924
[28 empty] | 207719.6 | 40000 | 247719.6
[28 empty] | 274993.6 | 156780 | 431773.6
[21 empty] | Total | 2265652111.2853 | [5 empty] | 141014 | 40000 | 181014
[28 empty] | 301093.6 | 156780 | 457873.6
[21 empty] | Required | 2279229198.29 | [5 empty] | 143304 | 40000 | 183304
[28 empty] | 1426668.4 | 156780 | 1583448.4
[21 empty] | Diffrance | -13577087.0047 | 16069459 | [6 empty] | 3629203.22
4726644
[22 empty] | 1395553.9953 | 11342815
3629203
623
0
Note on O6: CONSTRUCTION OF CANAL CUM CANAL AQUADUCT CUM BRIDGE
Note on Q6: CONSTRUCTION OF BRIDGE CUM OUTLET
Note on D7: Stone Pitching
Note on E7: Stone Pitching
Note on F7: Stone Pitching
Note on G7: Stone Pitching
Note on H7: Stone Pitching
Note on J7: Stone Pitching
Note on K7: Stone Pitching
Note on L7: Stone Pitching
Note on M7: Stone Pitching
Note on N7: Stone Pitching
Note on O7: Stone Pitching
Note on Q7: Stone Pitching
Note on R7: Stone Pitching
Note on S7: Stone Pitching
Note on T7: Stone Pitching
Note on D31: BOX CULVETRS
Note on D32: WATER COURSE
Note on D55: Data Board
Note on D56: Tubewell Room
Note on H66: Tubewell Room
Note on H67: Pumping Station
Note on T241: Tubewell Oprator room

## BOQ (hidden)
MITIGATION OF WATERLOGGING IN DISTRICT RAHIMYAR KHAN
Bill of Quantities
Sr. No | Description | Unit | Quantity | Rate |  | Amount Rupees
|  |  |  | Rupees in figure | Rupees in words
1 | Earthwork
1 | Earth Work in excavation of drains, irrigation channels through excavator/ drag lines in all kind of soil and conditions (dry, wet slush, daldal and under water ) including its disposal and preperation of working pad for operation of machinary. (rates includes 100ft lead) | 1000 | 69294444.52
2 | Dressing and levelling of earthwork to designed section etc complete in ii) ordinary or hard soil soil | 1000 | 29373180.92
3 | Transportation of earth all types when the total distance, including the lead covered in the item of work , is more than 1000 ft.
| a) 500 ft | 1000 | 546147.5
| b) 750 ft | 1000 | 989635
| b) 1000 ft | 1000 | 275885.29
| c) 1250 ft | 1000 | 62477.5
| d) 1500 ft | 1000 | 549295
| b) 1750 ft | 1000 | 555572.5
| e) 2000 ft | 1000 | 18740
| f) 2500 ft | 1000 | 53390
| c) 2750 ft | 1000 | 75040
| d) 3000 ft | 1000 | 98265.75
| g) 3750 ft | 1000 | 187560
| f) 4250 ft | 1000 | 54772.5
| e) 4500 ft | 1000 | 125720
| d) 5500 ft | 1000 | 70367.5
| f) 6750 ft | 1000 | 4869.33
4 | Borrowpit excavation undressed lead upto 100 ft (30 metre) in a) ordinary soil with | 1000
| 250 ft | 1000 | 140702.285
| a) 500 ft | 1000 | 1887045.5
| a) 1000 ft | 1000 | 97969.465
| a) 1 mile | 1000 | 159193.8
5 | Rehandling of earthwork lead upto 50ft (35% of excess cutting) | 1000 | 910707.7752
6 | Providing and erection at site of work:- iii) R.C.C. boundary pillar. (Complete in all respect including transportation, Cement concrete foundation, fixing, painting and lettering etc) | 1 | 1254
7 | Making boundary or service roads, including dag-belling, leveling and dressing:ii) in ploughed land: a) from 10.0 ft. to 20.0 ft. (3 to 6 m) wide | 1 | 1740
8 | Jungle clearance and removing within 100 ft. light | 1000 | 6885050
9 | Providing and fixing Enamelled steel plate gauge 4" wide 1/4" thick (including painting and lettering) 10 ft length | 1 | 5
2 | Data Board
1 | Excavation in foundation of building bridges and other structures including dagbelling, dressing, refilling around structure with excavated earth, watering and ramming lead upto one chain and lift upto 5 ft. in ordinary soil | 1000 | 1617
2 | Cement concrete plain including, placing, compacting, finishing and curing complete (including screening and washing of stones aggregate)
| a) Nominal mix ratio 1:4:8 | 100 | 404.25
3 | Pacca brick work in foundation and plinth in cement sand mortar ratio 1:6. | 100 | 1608.75
4 | Providing and laying damp proof course of cement 1:2:4 (using cement, sand and shingle), including bitumen coating with with 2 coats of bitumen: 1½" thick (40 mm). | 100 | 643.5
5 | Pacca brick work other than building upto 10 ft. height in cement sand mortor ratio 1:3 | 100 | 1348.1016
6 | Cement plaster 1:4 upto 20 ft. height, 3/8" thick | 100 | 3805.725
7 | Providing and applying weather shield paint of approved quality on external surface of building including preparation of surface, application of primer complete in all respect white. | 100 | 3805.725
8 | Writing letter or figures per letter per inch height | 1 | 8250
9 | Carriage of 100 Cf t. (2.83 cu.m) of all materials like stone aggregate, spawl, kankar lime (unslaked), surkhi , etc. or 150 Cf t. (4.25 cu.m) timber, by truck or by any othermeans owned by the contractor from Sakhi Sarwar Quarry to site 275 Km including first 11KM hilly area.
| DPC | 100 | 70.785
3 | RD Marks
1 | Precast reinfoced cement concrete type "C" 1:2:4. | 1 | 786.04
2 | Fabrication of mild steel reinforcement for cement concrete including cutting bending laying in position etc. complete in all respect. (deformed bars) Grade 40 | 100 | 1796.01
3 | Carriage of consignment job upto 5 KMs Average | 1 | 457
4 | Placing boundary pillars in position, including digging pits. | 1 | 457
5 | Preparing surface and painting with emulation paint 3 coat. | 100 | 1599.5
6 | Writing letter or firgures per letter per inch height (three figure each side). | 1 | 4570
7 | Carriage of 100 Cf t. (2.83 cu.m) of all materials like stone aggregate, spawl, kankar lime (unslaked), surkhi , etc. or 150 Cf t. (4.25 cu.m) timber, by truck or by any othermeans owned by the contractor from Sakhi Sarwar Quarry to site 275 Km including first 11KM hilly area.
ii | PCC 1:2:4 | 100 | 691.7152
4 | Road Barier.
1 | Earthwork excavation undressed lead upto a single throw of Kassi, phaorah or shovel: In ordinary soil. | 1000 | 929.56
2 | Cement concrete plain including placing, compacting, finishing and curing complete (including screening and washing of stone aggregate) Ratio 1: 2: 4 | 100 | 1931.64
3 | Providing, laying, cutting, jointing, testing and disinfecting G.I. pipeline in trenches, with socket joints, using G.I. pipes of B.S.S. 1387-1967 complete in all respects, with specials and valves. i) 4" i/d (100 mm) 3.65mm thick | 1 | 958
4 | Carriage of 100 Cft of all material like stone aggregate, spawl, kankar, lime (unsoaked) surkhi etc by truck or by any other means owned by the contractor, lead 300Km.(From Sakhi Sarwar) | 100 | 721.4
5 | Culverts / Bridges
1 | Dismantling brick work in lime or cement mortar | 100 | 2114.4375
2 | Dismantling and removing road pavement, etc.,including screening and stacking of byproducts upto one chain lead (30 metre). | 100 | 1155
3 | Dismantling cement concrete reinforced, separating reinforcement from concrete, cleaning and straightening the same. | 100 | 12937.27
4 | Earthwork in excavation of drains in irrigation channels through excavater / draglines in all kind of soil and conditions | 1000 | 49900
5 | Excavation in foundation of building, bridges and other structures, including dagbelling, dressing, refilling around structure with excavated earth, watering and ramming lead up to one chain and lift upto 5 ft. In ordinary soil (above 5 ft depth) | 1000 | 238102.4573
6 | Cement concrete plain including, placing, compacting, finishing and curing complete (including screening and washing of stones aggregate)
| a) Nominal mix ratio 1:4:8 | 100 | 6223.72
| b) Nominal mix ratio 1:2:4 | 100 | 4852.3763
7 | Providing and fabrication of mild steel reinforcement for cement concrete, including cutting , bending, laying in position, making joints and fastening, including cost of binding wire and labour charges for binding of steel reinforcement(also includes removal of rust from bars). Deformed Bars (Grade 60) | 100 | 339255.4913
8 | Providing and laying reinforced cement concrete (including prestressed concrete), using Sulphate resisting cement; coarse sand and screened graded and washed aggregate, in required shape and design, including forms, moulds, shuttering, lifting, compacting, curing, rendering and finishing exposed surface, complete 2) Plastering done under soffit of R.C.C. (but excluding the cost of steel reinforcement, its fabrication and placing in position etc.)
a) | Reinforced cement concrete in roof slab, beams, columns lintels, girders and other structural members laid in situ or precast laid in position, or prestressed members cast in situ, complete in all respects. Type B (nominal mix 1:1.5:3) | 1 | 78004.1412
b) | Reinforcement cement concrete in slab of rafts/strip foundation, base slab of column and retaining walls, etc and other structural members not requiring form work(i.e horizontal shuttering) complete in all respect: Type B (Nominal Mix 1:1.5:3 ) | 1 | 26528.48
9 | Providing and embedding 10"(250mm) wide PVC water stopper in expansion joints of RCC structures (Retaining walls, water tanks, Slabs) complete in all respect. 10mm thick | 1 | 51.34
10 | Bitumen coating to plastered or cement concrete surface. 14 lbs per 100 Sft (6.35 Kg. per Sq.m) | 100 | 51442.7112
11 | Providing, laying, cutting, jointing, testing and disinfecting PVC/ uPVC pipe line with `B' Class working pressure complete in all respects:- 4" i/d (100 mm) | 1 | 30
12 | Providing and fixing 4" dia P.V.C pipe. | 1 | 48
13 | Supply and erection PVC pipe for recessed wiring (main and sub-main) purpose, including bends, specials, etc. in floor, wall or trenches:- 80mm dia (3 inch) | 1 | 169.5
14 | Providing and laying R.C.C. pipe sewers, moulded with cement concrete 4000 psi conforming to Specification C-76-20, Class II. Wall B, including carriage of pipe from factory to site of work, lowering in trenches to correct alignment and grade, jointing with rubber ring,cutting pipes where necessary, testing, etc., complete. 24 inch internal dia | 1 | 624
15 | Providing and laying sub-base course of stone productof approved quality and grade, including placing, mixing, spreading and compaction of sub-base material torequired depth, camber, grade to achieve 100% maximum modified AASHO dry density, including carriage of all material to site of work except gravel and. aggregate. Crushed stone aggregate. | 100 | 2615
16 | Providing and laying base course of crushed stone aggregate of approved quality and grade, and supply and spreading of stone screening, including placing, mixing,spreading and compaction of base course material to required depth, camber and grade to achieve 100% maximum modified AASHO dry density, including carriage of all materials to site of work except gravel and. aggregate. | 100 | 2615
17 | Providing and laying road edging of 3" (75 mm) wide and 9" (225 mm) deep brick on end, complete in all respects | 1 | 700
18 | Providing surface treatment of roads,including supply of bitumen and bajri/crushed stone aggregate of approved quality,including cleaning of road urface,heating,spraying bitumen,spreading bajri and rollingetc.complete including carriageof all material stosite of work excep tbajjri/crushed stone aggregate for which supply with in miles (5.0km) is included in the rate.
a | 1st coat 35 lbs. bitumen, and 4 Cft. bajri of nominal size 1" (25 mm) per 100 sq. feet or 1.72 Kg bitumen and 0.017 cu.metre bajri per square metre.. | 100 | 5230
b | 2nd coat 18 lbs. bitumen, and 2 Cft. bajri of nominal size ½" (13 mm) per %sft or 1.23 Kg bitumen and 0.008 cu. metre bajri per sq.metre. | 100 | 5230
c | 3rd coat 14 lbs. bitumen, and 1.5 Cft. bajri of nominal size ¼" (6 mm) per %sft or 0.69 Kg bitumen and 0.005 cubic metre bajjri per sq.metre. | 100 | 5230
19 | Dismantling and removing road pavement, etc.,including screening and stacking of byproducts upto one chain lead (30 metre). | 100 | 3480
20 | Barrow pit excavation undressed lead up to 100 ft in ordinary soil. | 1000 | 118125
21 | Rehandling of earthwork:Upto a lead of 50 ft. (15 m). | 1000 | 194792.8
22 | Carriage of 100 Cf t. (2.83 cu.m) of all materials like stone aggregate, spawl, kankar lime (unslaked), surkhi , etc. or 150 Cf t. (4.25 cu.m) timber, by truck or by any othermeans owned by the contractor from Sakhi Sarwar Quarry to site 275 Km including first 11KM hilly area. | 100
i | PCC 1:4:8 | 100 | 3867.84
ii | RCC 1:1.5:3 | 100 | 49578.8842
iii | Base | 100 | 2183.8
iii | T.S.T | 100 | 268.5
23 | Cement plaster 1:3 upto 20' (6.00 m) height 1/2" (13 mm) thick. | 100 | 15594.5
24 | Providing and laying sub base course. | 100 | 2100
25 | Providing and laying base course. | 100 | 2100
26 | Providing surface treatment to roads, including supply of bitumen and bujri /crushed stone aggregate of approved quality, including cleaning of road surface, heating and spraying bitumen, spreading bajri and rolling with road roller (including its operation cost, fuel and hire charges, etc.) etc. complete including carriage of all materials to site of work except bajjri/crushed stone aggregate. | 100 | 2800
27 | Providing and fixing Neoprene bearing pad with laminated steel plate top and bottom. Size (14" x 9" x 1.75") | Cu. Inch | 304.64
28 | Plain wood work for regulation karries or needles, etc. including sawing, planning, wroughting wood and providing and fixing steel parts of karries i.e. end strip and rods, etc. b) Shisham wood | 1 | 287.1
29 | Credit old material | 1 | -22797.54
6 | Water Course
1 | Excavation in foundation of building, bridges and other structures, including dagbelling, dressing, refilling around structure with excavated earth, watering and ramming lead up to one chain and lift upto 5 ft. In ordinary soil (above 5 ft depth) | 1000 | 56689.6603
2 | Extra for slush or Daldal including dewatering. | 1000 | 56689.6603
3 | Cement concrete plain including, placing, compacting, finishing and curing complete (including screening and washing of stones aggregate)
a) | Nominal mix ratio 1:4:8 | 100 | 6046
b) | Nominal mix ratio 1:2:4 | 100 | 799
4 | Providing and fabrication of mild steel reinforcement for cement concrete, including cutting , bending, laying in position, making joints and fastening, including cost of binding wire and labour charges for binding of steel reinforcement(also includes removal of rust from bars). Deformed Bars (Grade 60) | 100 | 161380.3464
5 | Providing and laying reinforced cement concrete (including prestressed concrete), using Sulphate resisting cement; coarse sand and screened graded and washed aggregate, in required shape and design, including forms, moulds, shuttering, lifting, compacting, curing, rendering and finishing exposed surface, complete 2) Plastering done under soffit of R.C.C. (but excluding the cost of steel reinforcement, its fabrication and placing in position etc.)
a) | Reinforced cement concrete in roof slab, beams, columns lintels, girders and other structural members laid in situ or precast laid in position, or prestressed members cast in situ, complete in all respects. Type B (nominal mix 1:1.5:3) | 1 | 35685.3513
b) | Reinforcement cement concrete in slab of rafts/strip foundation, base slab of column and retaining walls, etc and other structural members not requiring form work(i.e horizontal shuttering) complete in all respect: Type B (Nominal Mix 1:1.5:3 ) | 1 | 18108.0975
6 | Bitumen coating to plastered or cement concrete surface. 14 lbs per 100 Sft (6.35 Kg. per Sq.m) | 100 | 21285.747
7 | Pacca brick work other than buildings upto 10 feet height. Cement sand mortar ratio 1:4 | 100 | 1880
8 | Providing and embedding 10"(250mm) wide PVC water stopper in expansion joints of RCC structures (Retaining walls, water tanks, Slabs) complete in all respect. 10mm thick | 1 | 4999.18
9 | Providing and placing poly sulphide joint sealent 1" wide and 1" deep. | 1 | 1670
10 | Rehandling of earthwork:Upto a lead of 50 ft. (15 m). | 1000 | 94000
11 | Carriage of 100 Cf t. (2.83 cu.m) of all materials like stone aggregate, spawl, kankar lime (unslaked), surkhi , etc. or 150 Cf t. (4.25 cu.m) timber, by truck or by any othermeans owned by the contractor from Sakhi Sarwar Quarry to site 275 Km including first 11KM hilly area.
i | PCC 1:4:8 | 100 | 5804.16
ii | PCC 1:2:4 | 100 | 703.12
iii | RCC 1.1.5.3 | 100 | 45186.497
7 | Stone Pitching
1 | Dismantling stone or spawl pitching and apron in silted condition. | 100 | 93240
2 | Earthwork in excavation of drains in irrigation channels through excavater / draglines in all kind of soil and conditions | 1000 | 438058.59
3 | Supply and dumping at site, without boat, including handling of materials within three chains (90 m) | 100 | 126000
4 | Providing and laying stone pitching/filling, dry hand packed, as filling behind retaining walls or in pitching and aprons. | 100 | 52250.99
5 | Formation dressing and preparing subgrade, on slope | 100 | 94817.1597
6 | Formation dressing and preparing subgrade, in bed. | 100 | 15640.14
7 | Providing and laying graded bajri 1/8" to 1/2" size on slope. | 100 | 32104.8088
8 | Providing and laying graded bajri 1/2" to 2" size on slope. | 100 | 32104.8088
9 | Providing and laying graded bajri 1/8" to 1/2" size on level. | 100 | 5327.7402
10 | Providing and laying graded bajri 1/2" to 2" size on level. | 100 | 5327.7402
11 | Providing and laying stone for top layer only, on slope. | 100 | 97280.4529
12 | Providing and laying stone for top layer only, on Level | 100 | 15441.06
13 | Carriage of 100 Cft of all material like stone aggregate, spawl, kankar, lime (unsoaked) surkhi etc or 150 Cft of timber by truck or by any other means owned by the contractor, lead 275 Km. | 100 | 363985.1121
14 | Credit to old material
| Steel | 1 | 1267.5
| Brick batts | 100 | 2114.44
8 | Tube Well room
1 | Excavation in foundation of building, bridges, and other structures, including dag belling, dressing refilling around structure with excavated earth, watering and ramming lead upto one chain (30m)and lift upto 5' (1.5 m) (b) in ordinary soil.1)By Manual | 1000 | 20161.0006
2 | Spraying termite proofing by using liquid FMC / Biflex/ Terminex Exin/Ms Hextaror equivalent@specified suspension concenterate (SC), MixingAbility-HEXTAR with Ratio (1:250)= 540 Sft or equivalent approved liquid applying with shower and certificate will be provided by the contractor for10-years complete in all respect.as approved by the Engineer Incharge. | 1 | 18814.5
3 | Cement concrete plain including, placing, compacting, finishing and curing complete (including screening and washing of stones aggregate)
a) | Nominal mix ratio 1:4:8 | 100 | 3907.6604
4 | Pacca brick work in foundation and plinth in cement sand mortar ratio 1:6. | 100 | 11656.48
5 | Providing and laying damp proof course of cement 1:2:4 (using cement, sand and shingle), including bitumen coating with one coat of bitumen and one coat polythenesheet 500 gauge 1½" thick (40 mm). | 100 | 2386.5
6 | Providing and laying vertical damp proof course with cement sand plaster and bitumen coating with one coat of bitumen and one coat of polythene sheet 500 gauge-Ratio 1:3 a) ½ " thick (13 mm) | 100 | 4440
7 | Filling watering ramming earth under floors with surplus earth from foundation etc. | 1000 | 5550
8 | Pacca brick work in ground floor. Cement sand mortar Ratio 1:4. | 100 | 10763.3
9 | Providing and laying reinforced cement concrete (including prestressed concrete), using Sulphate resisting cement; coarse sand and screened graded and washed aggregate, in required shape and design, including forms, moulds, shuttering, lifting, compacting, curing, rendering and finishing exposed surface, complete 2) Plastering done under soffit of R.C.C. (but excluding the cost of steel reinforcement, its fabrication and placing in position etc.)
a) | Reinforced cement concrete in roof slab, beams, columns lintels, girders and other structural members laid in situ or precast laid in position, or prestressed members cast in situ, complete in all respects. Type B (nominal mix 1:2:4) | 1 | 5704.1346
b) | Reinforcement cement concrete in slab of rafts/strip foundation, base slab of column and retaining walls, etc and other structural members not requiring form work(i.e horizontal shuttering) complete in all respect: Type B (Nominal Mix 1:2:4) | 1 | 681.0891
10 | Providing and Fabrication of mild steel reinforcement for cement concrete, including cutting, bending, laying in position, 13 making joints and fastenings, including cost of binding wire and labour charges for binding of steel reinforcement (also includes removal of rust from bars):- Deformed bars (Grade-60). | 100 | 38311.342
11 | Providing and fixing windows consisting of M.S box section frame 2" x 1½" ( 50 x 40mm) Leaves frame 1½" x 1" (40 x 25 mm) box section frame for glazing 3/8" x 3/8" (10 x 10 mm) using 16 SWG sheet 'U' shaped rubber supported with 1" x 1/8" (25 x 3 mm) M.S. flat for fixing 3/16" (5 mm) thick glass panes M.S. box section 1/2" x 1/2" (13 x 13 mm) of 16 SWG for fixing 24 SWG wire gauge on outer side by means of 3/4" x 1/8" (20 x 3 mm) M.S. flat and screws including grill of M.S. flat 1/2" x 1/8" (13 x 3 mm) or 1/4" x 1/4" (6 x 6 mm) square bar with independent frame of 1/2" x 1/2" (13 x 13 mm) box section of 16 SWG i/c all C.P fitting and painting 3 coats complete in all respect. | 1 | 1184
12 | Providing and fixing mild steel chowkat of doors windows C. windows etc. including holdfast making and threading 18 holes for hinges etc. complete 1½" x 1½" x 1/4" (40 x 40 x 6 mm) welded with M.S. flat 2" x 1/4" (50 m M.S. angle iron). | 1 | 1480
13 | Making and fixing steel grated door with 1/16" thick sheeting, including angle iron frame 2" x 2" x 3/8"and 3/4" square bars 4" centre to centre. with locking arrangement (Two No.). | 1 | 1813
14 | Providing and laying single layer of tile 9" x 4½" x 1½" laid over 4" earth and 1" thick mud plaster without bhoosa, grouted with cement mud (1:3) on top of R.C.C. roof, slab, provided with 34 lbs. per % Sft. Or 1.72 Kg./Sq.m. bitumen coating sand blinded. | 100 | 3535.8125
15 | Providing and laying polythene sheet under floor or roof complete 500 gauge. | 1 | 3683.8125
16 | Supplying and filling sand under floor or plugging in wells. | 100 | 1514.6875
17 | Providing and laying watering and ramming brick ballast 1½" to 2" (40 mm to 50 mm) mixed with 25% sand for floor foundation complete in all respect. | 100 | 1810.6875
18 | Cement concrete plain including, placing, compacting, finishing and curing complete (including screening and washing of stones aggregate)
| b) Nominal mix ratio 1:2:4 | 100 | 1696.82
19 | Cement plaster 1:4 upto 20' (6.00 m) height 1/2" (13 mm) thick. | 100 | 21027.285
20 | Cement plaster 3/8" (10 mm thick under soffit of R.C.C. roof slabs only, upto 20' height (Ratio 1:3). | 100 | 4237.24
21 | Cement pointing struck joints on wall upto 20' (6m) height (a) Ratio 1:2 including extra cost of labour and material for red oxide pigment in cement pointing to match with the colour of bricks. | 100 | 18125.375
22 | Providing, laying, cutting, jointing, testing and disinfecting PVC/ uPVC pipe line with `B' Class working pressure complete in all respects:- 4" i/d (100 mm) | 1 | 481
23 | Providing and installing P.V.C. bends, of B.S.S.b) 4" i/d (100 mm) | 1 | 74
24 | Making top khurra on roof 2' x 2' x 6". | 1 | 37
25 | Distempering:- 3 coat | 100 | 18879.99
26 | Providing and applying weather shield paint of approved quality on external surface of building including preparation of surface, application of primer complete in all respect: | 100 | 6384.535
27 | Preparing surface and painting of doors and windows any type (including edges):- | 100 | 3293
28 | Fabrication of heavy steel work, with angle, tees, flat iron round iron and sheet iron for making trusses, girders, tanks, etc., including cutting, drilling, revitting, handling, assembling and fixing, but excluding erection in position. | 100 | 12393.4727
29 | Supply and erection of PVC pipe for wiring recessed in walls, including inspection boxes, pull boxes, hooks, cutting jharries and repairing surface, etc. complete with all specials.
a) | 20mm (3/4") i/d. | 1 | 2220
b) | 25 mm (1") i/d | 1 | 1110
c) | 50 mm (2") i/d | 1 | 555
30 | Supply and erection of single core PVC insulated copper conductor cables, in prepaid P.V.C. pile/M.S. conduit/G.I. pipe/wooden strip batten/wooden casing and caping/G.I. wire/trenches (rate for cables only) (a) 250/440 volts, P.V.C. insulated.
a) | 3/0.74mm (3/0.029"). | 1 | 6660
b) | 7/0.74mm (7/0.029"). | 1 | 2220
31 | Supply and erection of copper conductor cable for service connection in prepaid pipe/G.I. wire/trenches, etc. (rate for cable only) (a) PVC insulated, PVC sheathed, twin core, 250/440 volts 7/0.44" (7/1.12mm). | 1 | 1480
32 | Supply and connection of M.S. sheet box of 16 SWG, 10 cm (4") deep with 4.75 mm thick (3/16") bakelite sheet top, for recessed wiring, including making holes for regulators switches, plugs etc.
a) | 10 x 10 cm (4" x 4"). | 1 | 37
b) | 17.5 x 10 cm (7" x 4"). | 1 | 37
c) | 22.5 x 10 cm (9" x 4"). | 1 | 37
33 | Supply and erection of switches 5 amp. Piano Type. | 1 | 740
34 | Supply and erection of ceiling rose, bakelite. | 1 | 148
35 | Supply and erection of wall socket with 3 pin 5 amp shoe. | 1 | 74
36 | Supply and erection of 3 pin switch and plug combined recessed type (ii) 10/15 amp. | 1 | 37
37 | P/F wall mounted DB (Distribution Board) made with 16SWG Sheet (Recessded/Surface mounted Type), Powder coated Paint, i/c the cost of Lock, Indication lights,Thimble, Copper Comb, Wiring, Netural & Earth Bar, Door Earthing, Digital Voltmeter,Digital Ammeter,Volt Selector Switch,Ammeter selector switch,Current Transformers and Controles Complete in all respect as approved and directed by the Engineer Incharge (Breakers will be Paid Separately)(a) 6" deep (i) 20~60A | 1 | 37
38 | Suppling,Installation and comissioning of MCB (Miniature Circuit Breaker) of specified rating made of LEGRAND FRANCE/ GE U.S.A / SCHNEIDER GERMANY /SIEMEN GERMAN/TERASAKI JAPAN/ ABB SWITZERLAND in prelaid DBs and Panels i/c the cost of screwes,necessary wire complet Single Pole(iii) 6-63 Amp (10 KA) | 1 | 222
39 | Supplying, Installation and commissioning of MCCB (Moulded Case Circuit Breaker)of specified rating made of LEGRAND FRANCE /GEU.S.A/ SCHNEIDER GERMANY/ TERASAKI JAPAN/ SIEMEN/ ABBSWITZERLAND or approved equivalent manufacturer (withfixedThermal-MagneticTrip)in prelaid DB sand Panels i/c the cost of screws, necessary wire complete in all respect as approved and directed by the EngineerIncharge. a) Triple Pole (ii) 15-100 Amp (10 KA,15KA) | 1 | 74
40 | Supplying, Installation and commissioning of MCCB (Moulded Case Circuit Breaker)of specified rating made of LEGRAND FRANCE /GEU.S.A/ SCHNEIDER GERMANY/ TERASAKI JAPAN/ SIEMEN/ ABBS WITZERLAND or approved equivalent manufacturer (withfixedThermal-MagneticTrip)in prelaid DB sand Panels i/c the cost of screws, necessary wire complete in all respect as approved and directed by the EngineerIncharge. a) Triple Pole With Adjustable Thermal-Magnetic Trip /Electronic Trip (60-100%) (i) 25-100 Amp | 1 | 37
41 | Supply and erection of tube light, including rod, choke, starter with frame, flexible wire, including connection from ceiling rose, etc., complete ii)single rod (40 watts) with one choke and one starter. | 1 | 111
42 | Supply and erection of bakelite button holder shade, large size | 1 | 111
43 | Carriage of 100 Cf t. (2.83 cu.m) of all materials like stone aggregate, spawl, kankar lime (unslaked), surkhi , etc. or 150 Cf t. (4.25 cu.m) timber, by truck or by any othermeans owned by the contractor from Sakhi Sarwar Quarry to site 275 Km including first 11KM hilly area.
i | PCC 1:4:8 | 100 | 3751.354
ii | PCC 1:2:4 | 100 | 1493.2016
iii | RCC 1.2.4 | 100 | 5618.9968
iv | DPC 1.2.4 | 100 | 262.515
9 | Pump House
1 | Excavation in foundation of building, bridges and other structures, including dagbelling, dressing, refilling around structure with excavated earth, watering and ramming lead up to one chain and lift upto 5 ft. In ordinary soil (above 5 ft depth) | 1000 | 276776.5086
2 | Extra for slush or Daldal including dewatering. | 1000 | 276776.5086
3 | Cement concrete plain including, placing, compacting, finishing and curing complete (including screening and washing of stones aggregate)
| a) Nominal mix ratio 1:4:8 | 100 | 6337.4614
| b) Nominal mix ratio 1:2:4 | 100 | 3109.02
4 | Providing and fabrication of mild steel reinforcement for cement concrete, including cutting , bending, laying in position, making joints and fastening, including cost of binding wire and labour charges for binding of steel reinforcement (also includes removal of rust from bars).Deformed Bars (Grade 60) | 100 | 391443.5697
5 | Providing and laying reinforced cement concrete (including prestressed concrete), using Sulphate resisting cement; coarse sand and screened graded and washed aggregate, in required shape and design, including forms, moulds, shuttering, lifting, compacting, curing, rendering and finishing exposed surface, complete 2) Plastering done under soffit of R.C.C. (but excluding the cost of steel reinforcement, its fabrication and placing in position etc.)
| a) Reinforced cement concrete in roof slab, beams, columns lintels, girders and other structural members laid in situ or precast laid in position, or prestressed members cast in situ, complete in all respects. Type B (nominal mix 1:1.5:3) | 1 | 55755.8456
| b) Reinforced cement concrete in roof slab, beams, columns lintels, girders and other structural members laid in situ or precast laid in position, or prestressed members cast in situ, complete in all respects. Type B (nominal mix 1:1.5:3) | 1 | 31231.6143
6 | Bitumen coating to plastered or cement concrete surface. 14 lbs per 100 Sft (6.35 Kg. per Sq.m) | 100 | 28066.2478
7 | Single layer of tiles 9"x4½"x1½" (225x113x40 mm) laid over 4"(100 mm) earth and 1" (25 mm) mud plaster without Bhoosa, grouted with cement sand 1:3 on top of RCC roof slab, provided with 34 lbs. per %Sft. or 1.72 Kg/Sq.m bitumen coating sand blinded. | 100 | 5447.5326
8 | Providing and laying polythene sheet under floor or roof complete 500 gauge. | 1 | 5447.5326
9 | Providing, laying, cutting, jointing, testing and disinfecting PVC/ uPVC pipe line with `B' Class working pressure complete in all respects:- 4" i/d (100 mm) | 1 | 629
10 | Providing and installing P.V.C. bends, of B.S.S.b) 4" i/d (100 mm) | 1 | 38
11 | Making top khurra on roof 2' x 2' x 6". | 1 | 26
12 | Providing and fixing windows consisting of M.S. box section frame 2"x1½", (50x40mm) leaves frame 1½"x1" (40x25mm) box section frame for glazing 3/8"x3/8" (10x10mm) using 16 SWG sheet 'U' shaped rubber supported with 1"x1/8" (25x3mm) M.S. flat for fixing 3/16" (5 mm) thick glass panes M.S. box section ½"x½" (13x13mm) of 16 SWG for fixing 24 SWG wire gauze on outer side by means of ¾"x1/8" (20x3mm) M.S. flat and screws including grill of M.S. flat ½"x1/8" (13x3mm) or ¼"x¼" (6x6mm) square bar with independent frame of ½"x½" (13x13mm) box section of 16 SWG i/c all C.P. fitting and painting 3 coats complete in all respect. | 1 | 1983.6
13 | Making and fixing steel grated door with 1/16" thick 1.5mm) sheeting, including angle iron frame 2"x2"x3/8" (50x50x10 mm) and ¾" (20 mm) square bars 4" (100 mm) | 1 | 908
14 | Distempering:- 2 coats | 100 | 19399.647
15 | Providing and applying weather shield paint of approved quality on external surface of building including preparation of surface, application of primer complete in all respect: | 100 | 20145.1993
16 | Preparing surface and painting of doors and windows any type (including edges):- | 100 | 1372
17 | Providing and fixing 1¼x1¼"x3/16" (31x31x5 mm) angle" iron step, in manhole chambers, including carriage and setting the same in work to correct lines and levels. | 1 | 369
18 | Providing/fixing stair railing consisting of M.S. Box section size 1-1/2"x3" of 16 SWG welded with M.S. flat 1"x1/8" continuously and welded over M.S. square bars 5/8"x5/8"punched in M.S. flat 2 ¾' high @ 5½" c/c fixed in steps of stair I/C painting 3 coats complete. | 1 | 111.86
19 | Providing and fixing trash rack as per drawing | 1 | 2800
20 | Providing and layingTuff Pavers, having 7000PSI ,crushing strength of approved manufa cturer, over2"to3" sand cushion i/c grouting withsand in joints i/c finishing to require slope . complete in all respect. (50% Grey / 50% Coloured) 60-mm thick | 1 | 9477.0586
21 | Providing & laying graded bajri ½" to 2" gauge on level (including carriage). | 100 | 2287.97
22 | 1½"(40 mm) thick mosaic flooring, consisting of ½ " mosaic topping of one part of cement and marble powder in the ratio of 3:1 and two parts of marble chips, laid over 1"(25 mm) thick floor of 1:2:4 cement concrete, including rubbing and polishing complete with finishing :-using grey cement | 100 | 5447.5326
23 | Mosaic dado or skirting with one part of cement and marble powder in the ratio of 3:1 and two parts of marble chips, laid over ½"(13 mm) thick cement plaster 1:3, including rubbing and polishing, complete with finishing:(a) using grey cement: i) 1/2"(13 mm) thick | 100 | 385.13
24 | Providing and fixing marble strip of any shade for dividing the mosaic flooring into panels(a) Size 1½" x 3/8" (40 x 10 mm) | 1 | 2922.31
25 | Providing and embedding 10"(250mm) wide PVC water stopper in expansion joints of RCC structures (Retaining walls, water tanks, Slabs) complete in all respect. 10mm thick | 1 | 1372.96
26 | Supply and erection of PVC pipe for wiring recessed in walls, including inspection boxes, pull boxes, hooks, cutting jharries and repairing surface, etc. complete with all specials.
| a) 20mm (3/4") i/d. | 1 | 1200
| b) 25 mm (1") i/d | 1 | 900
27 | Supply and erection of single core PVC insulated copper conductor cables, in prepaid P.V.C. pile/M.S. conduit/G.I. pipe/wooden strip batten/wooden casing and caping/G.I. wire/trenches (rate for cables only) (a) 250/440 volts, P.V.C. insulated.
| a) 3/0.74mm (3/0.029"). | 1 | 3000
| b) 7/0.74mm (7/0.029"). | 1 | 1700
28 | Supply and connection of M.S. sheet box of 16 SWG, 10 cm (4") deep with 4.75 mm thick (3/16") bakelite sheet top, for recessed wiring, including making holes for regulators switches, plugs etc.
| b) 17.5 x 10 cm (7" x 4"). | 1 | 31
29 | Supply and erection of switches 5 amp. Piano Type. | 1 | 175
30 | Supply and erection of backlite button holder shade, large size. | 1 | 50
31 | Supply and erection of ceiling rose, bakelite. | 1 | 50
32 | Suppling,Installation and comissioning of MCB (Miniature Circuit Breaker) of specified rating made of LEGRAND FRANCE/ GE U.S.A / SCHNEIDER GERMANY /SIEMEN GERMAN/TERASAKI JAPAN/ ABB SWITZERLAND in prelaid DBs and Panels i/c the cost of screwes,necessary wire completb) Double Pole(iii) 6-63 Amp (10 KA) | 1 | 5
33 | Suppling,Installation and comissioning of MCB (Miniature Circuit Breaker) of specified rating made of LEGRAND FRANCE/ GE U.S.A / SCHNEIDER GERMANY /SIEMEN GERMAN/TERASAKI JAPAN/ ABB SWITZERLAND in prelaid DBs and Panels i/c the cost of screwes,necessary wire complet Single Pole(iii) 6-63 Amp (10 KA) | 1 | 29
34 | Providing and fixing Pakistan Energy Label NEECA approved Copper winded wall bracket Fan i/c the cost of necessary cable and hardware for connection as approved and directed by Engineer Incharge.ii) 24" Sweep dia | 1 | 34
35 | Supply and erection of tube light, including rod, choke, starter with frame, flexible wire, including connection from ceiling rose, etc., complete ii)single rod (40 watts) with one choke and one starter. | 1 | 50
Lining Portion
36 | Barrow pit excavation undressed lead up to 100 ft in ordinary soil. | 1000 | 58871.79
37 | Compaction of earth work with power Road Roller, i.c ploughing mixing, moistening earth to optimum moisture content in layer etc; complete 90 % maximum modified AASHO dry denisty | 1000 | 58871.79
38 | Earthwork excavation in irrigation channels, drains, etc. to designed section, grades and profiles, excavated material disposed off undressed within 50 ft. (15 m) lead:- ordinary Soil | 1000 | 14550.01
Cement plaster 1.5" (40 mm) thick ratio 1:6:-
| a) In bed | 100 | 2500
| b) On slope | 100 | 3876
39 | Cement concrete lining, using washed screened and graded stone aggregate:-
| a) In bed, ratio 1:2:4 | 100 | 856.25
| b) On slope, ratio 1:2:4 | 100 | 1327.53
40 | Providing and placing cement, sand and bituminous joint sealant in ratio 1:2:3, 1/2" wide, 1" deep. | 1 | 637.6
41 | Bitumen coating to plastered or cement concrete surface:- 10 lbs. per 100 Sft. | 100 | 318.8
10 | Inlets
1 | Excavation in foundation of building, bridges, and other structures, including dag belling, dressing refilling around structure with excavated earth, watering and ramming lead upto one chain (30m)and lift upto 5' (1.5 m) (b) in ordinary soil.By Manual | 1000 | 46483.3931
2 | Cement concrete plain including, placing, compacting, finishing and curing complete (including screening and washing of stones aggregate)
| a) Nominal mix ratio 1:4:8 | 100 | 6364.7331
| b) Nominal mix ratio 1:2:4 | 100 | 661.3406
3 | Pacca brick work other than buildings upto 10 feet height. Cement sand mortar ratio 1:4 | 100 | 10262.5875
4 | Providing and laying reinforced cement concrete (including prestressed concrete), using Sulphate resisting cement; coarse sand and screened graded and washed aggregate, in required shape and design, including forms, moulds, shuttering, lifting, compacting, curing, rendering and finishing exposed surface, complete 2) Plastering done under soffit of R.C.C. (but excluding the cost of steel reinforcement, its fabrication and placing in position etc.)
| a) Reinforced cement concrete in roof slab, beams, columns lintels, girders and other structural members laid in situ or precast laid in position, or prestressed members cast in situ, complete in all respects. Type B (nominal mix 1:1.5:3) | 1 | 8569.125
| b) Reinforcement cement concrete in slab of rafts/strip foundation, base slab of column and retaining walls, etc and other structural members not requiring form work(i.e horizontal shuttering) complete in all respect: Type B (Nominal Mix 1:1.5:3 ) | 1 | 2956.5
5 | Providing and Fabrication of mild steel reinforcement for cement concrete, including cutting, bending, laying in position, making joints and fastenings, including cost of binding wire and labour charges for binding of steel reinforcement (also includes removal of rust from bars):- Deformed bars (Grade-60). | 100 | 34576.875
6 | Providing and laying dry, hand packed stone apron as per drawing | 100 | 11277.6028
7 | Rehandling of earthwork:Upto a lead of 50 ft. (15 m). | 1000 | 17520
8 | Carriage of 100 Cf t. (2.83 cu.m) of all materials like stone aggregate, spawl, kankar lime (unslaked), surkhi , etc. or 150 Cf t. (4.25 cu.m) timber, by truck or by any othermeans owned by the contractor from Sakhi Sarwar Quarry to site 275 Km including first 11KM hilly area.
i | PCC 1:4:8 | 100 | 6110.1438
i | PCC 1:2:4 | 100 | 581.9797
ii | RCC 1:1.5:3 | 100 | 9681.525
iii | Dry Hand Pack Stone | 100 | 15224.7638
11 | Construction of New Quarter for Tube well Operator
1 | Excavation in foundation of building, bridges, and other structures, including dag belling, dressing refilling around structure with excavated earth, watering and ramming lead upto one chain (30m)and lift upto 5' (1.5 m) (b) in ordinary soil. By Manual | 1000 | 72531.6637
2 | Spraying antitermite liquid mixed with water ratio 1:40 | 1 | 88776.1875
3 | Cement concrete plain including, placing, compacting, finishing and curing complete (including screening and washing of stones aggregate)
| a) Nominal mix ratio 1:4:8 | 100 | 11548.9237
4 | Pacca brick work in foundation and plinth in cement sand mortar ratio 1:6. | 100 | 44360.68
5 | Providing and laying damp proof course of cement 1:2:4 (using cement, sand and shingle), including bitumen coating with one coat of bitumen and one coat polythenesheet 500 gauge 1½" thick (40 mm). | 100 | 8834.1094
6 | Providing and laying vertical damp proof course with cement sand plaster and bitumen coating with one coat of bitumen and one coat of polythene sheet 500 gauge-Ratio 1:3 a) ½ " thick (13 mm) | 100 | 8771.49
7 | Filling watering ramming earth under floors with surplus earth from foundation etc. | 1000 | 31674.37
8 | Pacca brick work in ground floor. Cement sand mortar Ratio 1:4 | 100 | 47794.11
9 | Providing and laying reinforced cement concrete (including prestressed concrete), using Sulphate resisting cement; coarse sand and screened graded and washed aggregate, in required shape and design, including forms, moulds, shuttering, lifting, compacting, curing, rendering and finishing exposed surface, complete 2) Plastering done under soffit of R.C.C. (but excluding the cost of steel reinforcement, its fabrication and placing in position etc.) - a) Reinforced cement concrete in roof slab, beams, columns lintels, girders and other structural members laid in situ or precast laid in position, or prestressed members cast in situ, complete in all respects. Type C (nominal mix 1:2:4) | 1 | 21724.43
10 | Providing and Fabrication of mild steel reinforcement for cement concrete, including cutting, bending, laying in position, 13 making joints and fastenings, including cost of binding wire and labour charges for binding of steel reinforcement (also includes removal of rust from bars):- Deformed bars (Grade-60). | 100 | 65173.29
11 | Providing and fixing windows consisting of M.S box section frame 2" x 1½" ( 50 x 40mm) Leaves frame 1½" x 1" (40 x 25 mm) box section frame for glazing 3/8" x 3/8" (10 x 10 mm) using 16 SWG sheet 'U' shaped rubber supported with 1" x 1/8" (25 x 3 mm) M.S. flat for fixing 3/16" (5 mm) thick glass panes M.S. box section 1/2" x 1/2" (13 x 13 mm) of 16 SWG for fixing 24 SWG wire gauge on outer side by means of 3/4" x 1/8" (20 x 3 mm) M.S. flat and screws including grill of M.S. flat 1/2" x 1/8" (13 x 3 mm) or 1/4" x 1/4" (6 x 6 mm) square bar with independent frame of 1/2" x 1/2" (13 x 13 mm) box section of 16 SWG i/c all C.P fitting and painting 3 coats complete in all respect. | 1 | 3276
12 | Providing and fixing mild steel chowkat of doors windows C. windows etc. including holdfast making and threading 18 holes for hinges etc. complete 1½" x 1½" x 1/4" (40 x 40 x 6 mm) welded with M.S. flat 2" x 1/4" (50 m M.S. angle iron). | 1 | 3822
13 | Providing and fixing 1½" (40 mm) thick solid flush door shutter sterling or equivalent with commercial ply (5mm thick) on both sides double pressed and deodar wood lapping 1½" x 3/8" (40 mm x 10 mm) around shutter including chromium plated fitting, iron hinges with aluminum kick plate 22 SWG on both sides and finger plate complete in all respect. | 1 | 3822
14 | Providing and laying single layer of tile 9" x 4½" x 1½" laid over 4" earth and 1" thick mud plaster without bhoosa, grouted with cement mud (1:3) on top of R.C.C. roof, slab, provided with 34 lbs. per % Sft. Or 1.72 Kg./Sq.m. bitumen coating sand blinded. | 100 | 33854.8438
15 | Providing and laying polythene sheet under floor or roof complete 500 gauge. | 1 | 34218.8438
16 | Supplying and filling sand under floor or plugging in wells. | 100 | 7420.14
17 | Providing and laying watering and ramming brick ballast 1½" to 2" (40 mm to 50 mm) mixed with 25% sand for floor foundation complete in all respect. | 100 | 9109.1
18 | 1½"(40 mm) thick mosaic flooring, consisting of ½ " mosaic topping of one part of cement and marble powder in the ratio of 3:1 and two parts of marble chips, laid over 1"(25 mm) thick floor of 1:2:4 cement concrete, including rubbing and polishing complete with finishing :-using grey cement | 100 | 22325.3713
19 | Mosaic dado or skirting with one part of cement and marble powder in the ratio of 3:1 and two parts of marble chips, laid over ½"(13 mm) thick cement plaster 1:3, including rubbing and polishing, complete with finishing:(a) using grey cement: i) 1/2"(13 mm) thick | 100 | 14054.04
20 | Providing and fixing marble strip of any shade for dividing the mosaic flooring into panels(a) Size 1½" x 3/8" (40 x 10 mm) | 1 | 22750
21 | Cement concrete plain including, placing, compacting, finishing and curing complete (including screening and washing of stones aggregate)
| b) Nominal mix ratio 1:2:4 | 100 | 1780.1875
22 | Cement plaster 1:4 upto 20' (6.00 m) height 1/2" (13 mm) thick. | 100 | 113184.6625
23 | Cement plaster 3/8" (10 mm thick under soffit of R.C.C. roof slabs only, upto 20' height (Ratio 1:3). | 100 | 21116.55
24 | Distempering:- 3 coat | 100 | 99928.2375
25 | Providing and applying weather shield paint of approved quality on external surface of building including preparation of surface, application of primer complete in all respect: | 100 | 31339.945
26 | Cement pointing struck joints on wall upto 20' (6m) height (a) Ratio 1:2 including extra cost of labour and material for red oxide pigment in cement pointing to match with the colour of bricks. | 100 | 65280.215
27 | Providing, laying, cutting, jointing, testing and disinfecting PVC/ uPVC pipe line with `B' Class working pressure complete in all respects:- 4" i/d (100 mm) | 1 | 1183
28 | Providing and installing P.V.C. bends, of B.S.S.b) 4" i/d (100 mm) | 1 | 182
29 | Making top khurra on roof 2' x 2' x 6". | 1 | 91
30 | Providing and fixing sliding; bolt to doors iron sliding bolt, 10" (250 mm) long. | 1 | 182
31 | Painting new surface (c) preparing surface and painting of doors and windows any type (including edges) priming coat and 2 subsequent coats of paint. | 100 | 7644
32 | Providing and fitting glazed earthen ware water closet, squatter type (Orisa pattern) combined with foot rest white. | 1 | 91
33 | Providing and fitting "P" trap 10 cm (4") glazed. | 1 | 273
34 | Providing and Fixing chromium plated bib cock (ii)1.5 cm (1/2"). | 1 | 364
35 | Providing & fitting plastic made low down flushing cistern 13.63 litre (3 gallons) capacity, including bracket set, copper connection, etc. complete (i) white. | 1 | 91
36 | Providing, laying, cutting, jointing, testing and disinfecting PVC/ uPVC pipe line with `B' Class working pressure complete in all respects:- 4" i/d (100 mm) | 1 | 9100
37 | Providing and installing P.V.C. bends, of B.S.S.b) 4" i/d (100 mm) | 1 | 364
38 | Providing and installing P.V.C. tees, of B.S.S.Class `B' working pressure:-b) 4" i/d (100 mm) | 1 | 364
39 | Providing,laying,testing and commissioning of POLYPROPYLENE RANDOM COPOLYMER (PPRC water supply pipe ( Dadex/ Popular/ Beta or approved equivalent manufacturer, withs pecified pressure rating PN (PRESSURE NOMINAL) and conforming to DIN8077-8078 codei/ccost of solvent,specials,making jharries complete in all respect as approved and directed by Engineer Incharge.(Internal/ExternalDiametersmentioned). a) PN-16 pipe
i | a) 20mm | 1 | 9100
ii | b) 25mm | 1 | 4550
40 | Providing and fixing looking glass (mirror) 22" x 16" (55 x 40) cm, and 5 mm thick glass first quality. | 1 | 91
41 | Providing and fixing stainless steel sink with drain board, size 120 x 60 cm (48 x 24") including bracket set, waste pipe and waste coupling. | 1 | 91
42 | Providing and fitting.
| a) Plastic soap dish. | 1 | 91
| b) Plastic towel rail. | 1 | 91
| c) plastic shelf 60x13cm (24" x 5") with bracket and railing. | 1 | 91
43 | Providing and fixing chromium plated tee stop cock 15 mm (1/2"). | 1 | 91
44 | Supply and erection of PVC pipe for wiring recessed in walls, including inspection boxes, pull boxes, hooks, cutting jharries and repairing surface, etc. complete with all specials.
| a) 20mm (3/4") i/d. | 1 | 9100
| b) 25 mm (1") i/d | 1 | 4550
45 | Supply and erection of single core PVC insulated copper conductor cables, in prepaid P.V.C. pile/M.S. conduit/G.I. pipe/wooden strip batten/wooden casing and caping/G.I. wire/trenches (rate for cables only) (a) 250/440 volts, P.V.C. insulated.
| a) 3/0.74mm (3/0.029"). | 1 | 27300
| b) 7/0.74mm (7/0.029"). | 1 | 9100
46 | Supply and erection of copper conductor cable for service connection in prepaid pipe/G.I. wire/trenches, etc. (rate for cable only) (a) PVC insulated, PVC sheathed, twin core, 250/440 volts 7/0.44" (7/1.12mm). | 1 | 18200
47 | Supply and connection of M.S. sheet box of 16 SWG, 10 cm (4") deep with 4.75 mm thick (3/16") bakelite sheet top, for recessed wiring, including making holes for regulators switches, plugs etc.
| a) 10 x 10 cm (4" x 4"). | 1 | 182
| b) 17.5 x 10 cm (7" x 4"). | 1 | 364
| c) 22.5 x 10 cm (9" x 4"). | 1 | 91
48 | Supply and erection of switches 5 amp. Piano Type. | 1 | 3185
49 | Supply and erection of backlite button holder shade, large size. | 1 | 546
50 | Supply and erection of ceiling rose, bakelite. | 1 | 546
51 | Supply and erection of wall socket with 3 pin 5 amp shoe. | 1 | 182
52 | Supply and erection of 3 pin switch and plug combined recessed type (ii) 10/15 amp. | 1 | 182
53 | P/F wall mounted DB (Distribution Board) made with 16SWG Sheet (Recessded/Surface mounted Type), Powder coated Paint, i/c the cost of Lock, Indication lights,Thimble, Copper Comb, Wiring, Netural & Earth Bar, Door Earthing, Digital Voltmeter,Digital Ammeter,Volt Selector Switch,Ammeter selector switch,Current Transformers and Controles Complete in all respect as approved and directed by the Engineer Incharge (Breakers will be Paid Separately)(a) 6" deep (i) 20~60A | 1 | 91
54 | Suppling,Installation and comissioning of MCB (Miniature Circuit Breaker) of specified rating made of LEGRAND FRANCE/ GE U.S.A / SCHNEIDER GERMANY /SIEMEN GERMAN/TERASAKI JAPAN/ ABB SWITZERLAND in prelaid DBs and Panels i/c the cost of screwes,necessary wire completb) Double Pole(iii) 6-63 Amp (10 KA) | 1 | 91
55 | Suppling,Installation and comissioning of MCB (Miniature Circuit Breaker) of specified rating made of LEGRAND FRANCE/ GE U.S.A / SCHNEIDER GERMANY /SIEMEN GERMAN/TERASAKI JAPAN/ ABB SWITZERLAND in prelaid DBs and Panels i/c the cost of screwes,necessary wire complet Single Pole(iii) 6-63 Amp (10 KA) | 1 | 364
56 | Supply and erection of 3/8" (10mm) dia M.S. bar fan hook, placed at the time of casting of slab. | 1 | 91
57 | Providing and fixing Pakistan Energy Label NEECA approved Copper winded Ceiling Fan i/c the cost of necessary cable and hardware for connection as approved and directed by Engineer Incharge. 56" Sweep | 1 | 91
58 | Erecting of ceiling fan along with regulator (all sizes) including carriage local railway station/ store to site of work, electric wire/cable for suspension rod and board connection and cutting, threading on the rod where necessary. | 1 | 91
59 | Supply and erection of tube light, including rod, choke, starter with frame, flexible wire, including connection from ceiling rose, etc., complete ii)single rod (40 watts) with one choke and one starter. | 1 | 546
60 | Provided and installed 1 HP electric water pump with 70 ft bore, and successfully installed a 200-gallon water tank including all accessories and plumbing connections. | 1 | 91
61 | Carriage of 100 Cf t. (2.83 cu.m) of all materials like stone aggregate, spawl, kankar lime (unslaked), surkhi , etc. or 150 Cf t. (4.25 cu.m) timber, by truck or by any othermeans owned by the contractor from Sakhi Sarwar Quarry to site 275 Km including first 11KM hilly area.
i | PCC 1:4:8 | 100 | 11086.9668
ii | PCC 1:2:4 | 100 | 1566.565
iii | RCC 1.2.4 | 100 | 19117.4984
iv | DPC 1.2.4 | 100 | 971.752
12 | Electrical Work
1 | HT Spun Pole 45' | 1 | 25
2 | HT S/STRUCTURE Pole 36' | 1 | 700
3 | Earthing | 1 | 700
4 | Steel -X-ARMS | 1 | 1000
5 | 11-KV Disc: Insulator | 1 | 1500
6 | Eye Nut/Ahchore Shakle/D.End Clump | 1 | 1200
7 | 11KV Pin Insulator with Pins | 1 | 250
8 | D-Shakel + Spool Insulator | 1 | 1000
9 | DA Bolts | 1 | 700
10 | Nuts & Bolts 14" | 1 | 500
11 | Nuts & Bolts 12" | 1 | 500
12 | Nuts & Bolts 02" | 1 | 200
13 | Stay Rod + stay strips Complete | 1 | 150
14 | Stay Wire | 1 | 1200
15 | ACSR Rabbit Conductor | 1 | 55000
16 | Transformer 400-KVA | 1 | 2
17 | Transformer 100-KVA | 1 | 5
18 | Transformer 50-KVA | 1 | 5
19 | Transformer 25-KVA | 1 | 40
20 | Earthing | 1 | 120
21 | Steel -X-ARMS | 1 | 700
22 | 11KV Pin Insulator with Pins | 1 | 2100
23 | Plate form D/Edge | 1 | 60
24 | ACSR Rabbit Conductor | 1 | 3200
25 | Nuts & Bolts | 1 | 500
26 | D-Fues Fitting Set | 1 | 150
27 | Steel Crass arm for D fuse Mounting | 1 | 50
28 | LT Capacitor | 1 | 50
29 | LT Spun Pole 31' | 1 | 500
30 | street light pole bracket 30 mm (1¼") G.I. pipe 2 metre long, complete with 2 No. pole clamp. (Ch-24) [Pump station + Tubewell Rooms) | 1 | 200
31 | Supply and erection of pole mounted street light, holders, shade and glass, etc., for fitting 125/250 watts mercury vapour lamp (excluding cost of lamps): ii) Philips design (Ch 24) [Pump station + Tubewell Rooms) | 1 | 200
32 | Supply and fitting of mercury vapour lamp, complete with choke set ii) 250 watt lamp (Ch 24) [Pump station + Tubewell Rooms) | 1 | 200
33 | PVC 4/C Cable 19.083 (70mm Armoured | 1 | 5000
34 | AMR METER HT/LT Type (bi-directional) | 1 | 50
35 | ATB A-Type 100/5 | 1 | 10
36 | Earthing | 1 | 20
37 | CTs 100/5 Amp | 1 | 80
38 | (A) Cost of 11 KV Line material | 1 | 0
39 | (B) Cost of Sub Station material | 1 | 0
40 | (c.) Cost of service and Metering material | 1 | 0
41 | Earthing Pit & Material will be provided by consumer | 1 | 0
42 | Contractor Charges/ Foundation Charges 60000 x 700 | 1 | 0
43 | Feeder Rehablitation Charges / Security | 1 | 0
44 | 630 KVA TRANSFORMER | 1 | 2
45 | 200 KVA TRANSFORMER | 1 | 2
46 | D/STRUCTURE PLATEFORM | 1 | 7
47 | HT PCC POLE | 1 | 1
48 | LT PCC POLE | 1 | 27
49 | ATB A TYPE | 1 | 7
50 | CTS 100/5 | 1 | 28
51 | 25 KVATRANSFORMER | 1 | 6
52 | S/STRUCTURE PLATEFORM | 1 | 6
53 | HT PCC POLE | 1 | 11
54 | Steel -X-ARMS | 1 | 60
55 | D-Fuse Fitting | 1 | 33
56 | ACSR RABBIT | 1 | 3390
57 | AMR METER | 1 | 9
58 | Pin Insulator with Pins | 1 | 65
59 | 11 KV Disc | 1 | 30
60 | Stay Rods | 1 | 14
61 | Stay Wire | 1 | 670
62 | Earth Rods | 1 | 58
63 | PVC 4/C 19/.052 | 1 | 520
64 | PVC 4/C 19/.083 | 1 | 1200
65 | Nuts & Bolts | L/S | 9
66 | Civil Work Charges (Contactor Charges) | 1 | 15
67 | Providing and fixing barbed wire fencing, with 4 horizontal and two cross wires, with R.C.C. 1:2:4 posts, 5.5'x6"x9" (1.68mx150mmx225 mm) at 8 ft. (2.45 m) center to center, reinforced with 4 No. 3/8" (10 mm) dia vertical bars and 1/8" (3 mm) dia stirrups 12" (300 mm) center to center, complete in all respects. in cement concrete 1:4:8 base of size 12"x12"x21" | 100 | 49390
68 | Excavation in foundation of building, bridges, and other structures, including dag belling, dressing refilling around structure with excavated earth, watering and ramming lead upto one chain (30m)and lift upto 5' (1.5 m) (b) in ordinary soil. | 1000 | 2062.982
69 | Cement concrete plain including, placing, compacting, finishing and curing complete (including screening and washing of stones aggregate) a) Nominal mix ratio 1:4:8 | 100 | 515.7455
70 | Pacca brick work in foundation and plinth in cement sand mortar ratio 1:6. | 100 | 745.6455
71 | Providing and laying damp proof course of cement 1:2:4 (using cement, sand and shingle), including bitumen coating with 2 coats of bitumen: 1½" thick (40 mm). | 100 | 427.5
72 | Pacca brick work other than building upto 10ft. (3 m) Ratio 1:4 | 100 | 1656.5625
73 | Cement plaster 1:4 upto 20' (6.00 m) height 1/2" (13 mm) thick. | 100 | 6225.4688
74 | Providing and fixing collapsible gate made of 2"x2"x"¼" (50x50x6 mm) tee iron at top and bottom, channel iron verticals ¾"x¼"x¼"x1/8" (20x6x6x3 mm) at 3" (75 mm) to 5" (125 mm) centre to centre (approximate) and flat iron crosses 3"x3/16" (75x5 mm), and best quality rollers at bottom of 3" (75 mm) diameter including holdfasts, handles 12" (300 mm) long of ¾"x¼"x¼"x1/8" (20x6x6x3 mm) channel iron, locking arrangement inside and outside, painting 3 coats of black Japan enameled, complete in working order. | 1 | 6650
75 | Supply and erection PVC pipe for recessed wiring (main and sub-main) purpose, including bends, specials, etc. in floor, wall or trenches:- 50mm i/d | 1 | 14250
76 | Supply and erection of single core PVC insulated copper conductor cables, in prelaid PVC pipe/M.S. conduit/G.I pipe/wooden strip batten/wooden casing an capping/G.I. wire/trenches (rate for cables only):7/0.74 mm (7/0.029") | 1 | 28500
13. Installation of Tubewells | Installation of Tubewells
1 | Providing installation, testing, and commissioning of a vertical deep well turbine tubewell pump with discharge 2 cusec against 70 ft head, including bowl assembly, vertical column pipe with shaft, motor, pre-lubrication tank, foundation fixing and alignment, MCCB/control panel with all electrical connections, cables and accessories from transformer to tubewell including earthing and protection devices, complete suction and delivery piping up to 25 ft outlet basin of approved material (MS/CI) with bends, flanges, valves, gaskets, supports and accessories, carrying out all works for energizing, testing, and full-load commissioning; pump casing in Gray Cast Iron EN-GJL-250, impeller in Stainless Steel grade 1.4408, column pipe coated internally and externally with epoxy paint, materials verified per EN 10204-3.1, minimum 80% efficiency per ISO 9906-1B; motor of reputed manufacturer, vertical solid shaft, IE3 efficiency class, 15 kW (20 HP, 1450 rpm), 4-pole, 3-phase, 50 Hz, 380/400 V, manufacturer to have in-house hydraulic and metallurgical testing facility, complete in all respects suitable for tubewell application. [including transportation and all overhead charges] | 1 | 37
2 | Providing installation, testing and commissioning of horizontal centrifugal pump having discharge capacity of 10 cusec against 30 ft - 35 ft head including pump, motor, bowl assembly, column set, pre-lubrication tank, foundation fixing and alignment, MCCB/control panel with all electrical cables and connections from transformer to pump including earthing and protection devices, complete suction piping inside the chamber (SS/MS/CI) and delivery piping up to the outlet basin (40–50 ft) of approved material (Fibre reinforced cement/upvc of suitable internal diameter size as approved by E-in-C) with all bends, flanges, gaskets, supports and accessories, and carrying out all works necessary for energizing, testing and full-load commissioning of the complete pump set in all respects.. Pump shall have min. 81% efficiency which should be verified according to ISO 9906-1B standard. Material of pump casing shall be Gray cast iron EN-GJL-250 having impeller in Stainless Steel grade 1.4408. Pump shall be coated internally with epoxy paint. Material of pump shall be verified according to material test certificate EN 10204-3.1. Motor shall be of reputed manufacturer having min. IE3 efficiency class. Rating of motor to be 37 KW (50HP, 950 rpm)/6 pole, 3 phase, 50 Hz, 380/400 Volts. Manufacturer shall have its own testing facility to verify pumps hydraulic performance testing. Manufacturer shall have its own material testing lab to verify metallurgical testing. [including transportation and all overhead charges] | 1 | 15
3 | Providing installation, testing and commissioning of horizontal centrifugal pump having discharge capacity of 10 cusec against 40 ft - 45 ft head including pump, motor, bowl assembly, column set, pre-lubrication tank, foundation fixing and alignment, MCCB/control panel with all electrical cables, accessories and connections from transformer to pump including earthing and protection devices, complete suction piping inside the chamber (SS/MS/CI) and delivery piping up to the outlet basin (40–50 ft) of approved material (Fibre reinforced cement/upvc of suitable internal diameter size as approved by E-in-C) with all bends, flanges, valves, gaskets, supports and accessories, and carrying out all works necessary for energizing, testing and full-load commissioning of the complete pump set in all respects.. Pump shall have min. 82% efficiency which should be verified according to ISO 9906-1B standard. Material of pump casing shall be Gray cast iron EN-GJL-250 having impeller in Stainless Steel grade 1.4408. Pump shall be coated internally with epoxy paint. Material of pump shall be verified according to material test certificate EN 10204-3.1. Motor shall be of reputed manufacturer having min. IE3 efficiency class. Rating of motor to be 45 KW (60HP, 950 rpm)/6 pole, 3 phase, 50 Hz, 380/400 Volts. Manufacturer shall have its own testing facility to verify pumps hydraulic performance testing. Manufacturer shall have its own material testing lab to verify metallurgical testing. [including transportation and all overhead charges] | 1 | 6
4 | Providing installation, testing and commissioning of horizontal centrifugal pump having discharge capacity of 20 cusec against 30 ft - 35 ft head including pump, motor, bowl assembly, column set, pre-lubrication tank, foundation fixing and alignment, MCCB/control panel with all electrical cables, accessories and connections from transformer to pump including earthing and protection devices, complete suction piping inside the chamber (SS/MS/CI) and delivery piping up to the outlet basin (40 -- 50 ft) of approved material (Fibre reinforced cement/upvc of suitable internal diameter size as approved by E-in-C) with all bends, flanges, valves, gaskets, supports and accessories, and carrying out all works necessary for energizing, testing and full-load commissioning of the complete pump set in all respects.. Pump shall have min. 83% efficiency which should be verified according to ISO 9906-1B standard. Material of pump casing shall be Gray cast iron EN-GJL-250 having impeller in Stainless Steel grade 1.4408. Pump shall be coated internally with epoxy paint. Material of pump shall be verified according to material test certificate EN 10204-3.1. Motor shall be of reputed manufacturer having min. IE3 efficiency class. Rating of motor to be 75 KW (100HP, 950 rpm)/8 pole, 3 phase, 50 Hz, 380/400 Volts. Manufacturer shall have its own testing facility to verify pumps hydraulic performance testing. Manufacturer shall have its own material testing lab to verify metallurgical testing. [including transportation and all overhead charges] | 1 | 2
5 | Providing installation, testing and commissioning of vertical tubular casing pump with ever cleaning blades having discharge capacity of 40 cusec against 16-25 ft head including pump, motor, bowl assembly, column set, pre-lubrication tank, foundation fixing and alignment, MCCB/control panel with all electrical cables, accessories and connections from transformer to pump including earthing and protection devices, complete suction piping inside the chamber (SS/MS/CI) and delivery piping up to the outlet basin (40–50 ft) of approved material (Fibre reinforced cement/upvc of suitable internal diameter size as approved by E-in-C) with all bends, flanges, valves, gaskets, supports and accessories, and carrying out all works necessary for energizing, testing and full-load commissioning of the complete pump set in all respects. . Pump shall have min. 84% efficiency which should be verified according to ISO 9906-1B standard. Material of pump casing shall be Gray cast iron JL-1040 having propeller (ever cleaning blades) in Stainless Steel grade 1.4408. Pump and column pipe shall be coated internally and externally with epoxy paint. Material of pump shall be verified according to material test certificate EN 10204-3.1. Motor shall be of reputed manufacturer having min. IE3 efficiency class. Vertical solid shaft. Rating of motor to be 110 KW (150HP, 450 rpm)/8 pole, 3 phase, 50 Hz, 380/400 Volts. . Manufacturer shall have its own testing facility to verify pumps hydraulic performance testing. Manufacturer shall have its own material testing lab to verify metallurgical testing. [including transportation and all overhead charges] | 1 | 8
6 | Providing, installation, testing and comissioning of 5 Ton and more capacity Gantry Craine, with girder bridge type arrangement, fitted with electric motor for its operation and mobility, electric wiring and fixing in position, complete in all rspect. | 1 | 4
7 | Providing, installation, testing and comissioning of 10 Ton and more capacity Gantry Craine, with girder bridge type arrangement, fitted with electric motor for its operation and mobility, electric wiring and fixing in position, complete in all rspect. | 1 | 1
8 | Direct Rotary / Reverse Rotary drilling of bore for tubewell in all type of soil except shingle gravel and rock. i). 15 " To 18" ( 500 to 650 mm) | Rft | 8140
9 | Collection of lithological samples with sieve analysis at every 5 ft. interval or change of lithology whichever is earlier. | 1 | 1628
10 | Furnishing sample of water from bore hole. | Per Set of 2 bottles | 37
11 | Providing, installations testing and commissioning of 16” dia fiberglass blind pump housing casing with 6mm wall thickness having quick lock mechanical key joints complete in all respect as per specification and approved by the Engineer. | Rft | 2590
12 | Providing and installation of Fibre Glass reducer 16”x10” with wall thickness 5.5 mm. complete in all respect as per specification and approved by the Engineer. | 1 | 74
13 | Providing and installing Fiberglass Reinforced Polypropelene (FRP) strainer of specifid wall thickness having slot size of 0.9 mm to 1.10 mm in Tubewell borehole i/c the cost of male/female coupling with Nylone Strip,studs complete in all respect as approved and directed by the Engineer Incharge vi) 10" inch dia (6.35 mm thickness | Rft | 4440
14 | Proving and installation of fiberglass Blank blind casing pipe dia 10” with 5.5” wall thickness. complete in all respect as per specification and approved by the Engineer. | Rft | 740
15 | Providing and installing Fiber glass Reinforced Polypropelene (FRP) bail plug of specified wall thickness having slot size of 0.9 mm to 1.10 mm in Tubewell bore hole i/c the cost of male / female coupling with Nylone Strip, studs complete in all respect as approved and directed by the Engineer Incharge.vi) 10"dia (6.35mm thickness) | Rft | 370
16 | Providing and installation of centralizer complete in all respect as per specification and approved by the Engineer. | 1 | 148
17 | Shrouding with graded pea gravel 3/8" to 1/8" arround tubewell casing in the bore hole. | Cft | 6520.88
18 | Testing and Development of tubewell of size 6"(150 mm ) and above continusly. ii) Above 1.5 cs Discharge | Hours | 2664
19 | Supply and erection of copper conducter cables for service connection (rate for cable only), PVC insulated, PVC sheathed 4 core , 600/1100 volt non armoured cable. (7/0.064") | Rft | 1850
20 | Excavation of trenches in all kinds of soil except cutting rock, for watersupply pipelines upto 5 ft. (1.5 m) depth from ground level, including trimming, dressing sides leveling the beds of trenches to correct grade and cutting pits for joints, etc. complete in all respects. | 1000 | 118400
21 | Rehandling of earthwork lead upto a lead of 50 ft. | 1000 | 118400
22 | Providing,laying,testing and commissioning μPVC (Unplasticized Poly vinyl Chloride Pressure pipe of nominal diameter, conforming to PS-3051/BS-3505, Dadex/ Popular/ Beta or approved equivalent manufacturer,i/c the cost of solvent and specials complete as approved and directed by the Engineer Incharge. a)Class-D 12 inch | Lft | 14800
23 | Providing,laying,testing and commissioning μPVC (Unplasticized Poly vinyl Chloride Pressure pipe of nominal diameter, conforming to PS-3051/BS-3505, Dadex/ Popular/ Beta or approved equivalent manufacturer,i/c the cost of solvent and specials complete as approved and directed by the Engineer Incharge. a)Class-D 3 inch | Lft | 555
14 | Solarization of Tubewells
1 | Providing installation, testing, and commissioning of a 22.5 kW Solar PV system capable of running a horizontal centrifugal pump with discharge 2 cusec against 70 ft head, pump minimum 81% efficiency, including Tier-1 Bloomberg-certified mono / bi-facial N-type solar panels (JINKO / LONGI / JA / Canadian / AKCome / TW / Trina, 700+ W/panel, 23.5% efficiency), solar pump inverter INVT suitably rated for system capacity, mounted on 12 ft high L2/L3/L4 galvanized steel structure (14 gauge) with complete mechanical and civil works, DC and AC cabling with XLPE/PVC insulated tin-coated copper wires, combiner boxes, AC & DC breakers, SPDs (A+ grade), all distribution/protection boxes (12"×18"×18" SWG or equivalent), PVC pipes, flexible pipes (1–1.5"), thimbles (O-type, U-type with shrouds), Rawl bolts, nuts and bolts, complete earthing system, lightning arrestor, all civil works, foundations, and supports, all electrical connections for net metering with meter, transportation of all materials from warehouse to site, testing, commissioning, and manufacturer-provided maintenance/after-sales service for up to 2 years, complete in all respects as directed by the Engineer-in-Charge. | 1 | 37
2 | Providing installation, testing, and commissioning of a 22.5 kW Solar PV system capable of running a horizontal centrifugal pump with discharge 2 cusec against 70 ft head, pump minimum 81% efficiency, including Tier-1 Bloomberg-certified mono / bi-facial N-type solar panels (JINKO / LONGI / JA / Canadian / AKCome / TW / Trina, 700+ W/panel, 23.5% efficiency), solar pump inverter INVT suitably rated for system capacity, mounted on 12 ft high L2/L3/L4 galvanized steel structure (14 gauge) with complete mechanical and civil works, DC and AC cabling with XLPE/PVC insulated tin-coated copper wires, combiner boxes, AC & DC breakers, SPDs (A+ grade), all distribution/protection boxes (12"×18"×18" SWG or equivalent), PVC pipes, flexible pipes (1–1.5"), thimbles (O-type, U-type with shrouds), Rawl bolts, nuts and bolts, complete earthing system, lightning arrestor, all civil works, foundations, and supports, all electrical connections for net metering with meter, transportation of all materials from warehouse to site, testing, commissioning, and manufacturer-provided maintenance/after-sales service for up to 2 years, complete in all respects as directed by the Engineer-in-Charge. | 1 | 50
3 | GNSS (Topographical) Surveying instrument with Base, Rover, Controller complete in all respect | 1 | 1
4 | Providing and supplying a complete aerial topographic survey package consisting of a professional RTK-enabled survey drone, high-resolution photogrammetry camera, licensed processing software, additional 8 batteries with charging hub, Ground Control Point (GCP) sets/markers, High graded RTK base station kit with tripod and pole, and 5 TB rugged NVMe SSD storage, complete in all respects (Equivalent: DJI Matrice 350 RTK Drone, Zenmuse P1c etc) | 1 | 1
5 | Providing and supplying a Total Station with angle accuracy ≤5″, EDM reflectorless range ≥500 m, prism range ≥1500 m, distance accuracy ±(2 mm + 2 ppm), 30× telescope, dual-axis compensator, rechargeable batteries with charger, prism set with pole, tripod, data storage/USB/Bluetooth interface, carrying case, calibration certificate, and all accessories complete. | 1 | 1
6 | Providing and supplying an automatic self-leveling Auto-Level with minimum 32× magnification, ±2 mm/km accuracy, dual-axis compensator, tripod, 2.5 m leveling staff, carrying case, calibration certificate, and all accessories complete. | 1 | 4
7 | Providing and supplying a high-performance workstation laptop with Intel Core i9-14900HX / AMD Ryzen 9 7940HX or higher, 64GB DDR5 RAM, 2TB NVMe Gen-5 M.2 SSD, dedicated NVIDIA RTX 4080 (12GB) or higher GPU, Windows 11 Pro, full-size keyboard with numeric pad, complete with premium laptop bag, wireless headphones (Sennheiser/Beats/Sony/Anker or equivalent), USB 3.2 Gen-2 (10Gbps) flash drive, and Logitech MX Master 3S wireless mouse or equivalent, complete in all respects. | 1 | 2
8 | Providing installation, testing, and commissioning of a 64 kW Solar PV system capable of operating a horizontal centrifugal pump with discharge 10 cusec against 40 - 45 ft head, pump minimum 82% efficiency verified as per ISO 9906-1B standard, including Tier-1 Bloomberg-certified mono/ bi-facial N-type solar panels (JINKO / LONGI / JA / Canadian / AKCome / TW / Trina, 700+ W/panel, 23.5% efficiency), solar pump inverter INVT suitably rated for system capacity, mounted on 12 ft high L2/L3/L4 galvanized steel structure (14 gauge) with complete mechanical and civil works, DC and AC cabling using XLPE/PVC insulated tin-coated copper wires, combiner boxes, AC & DC breakers, SPDs (A+ grade), all distribution/protection boxes (12"×18"×18" SWG or equivalent), PVC pipes, flexible pipes (1–1.5"), thimbles (O-type, U-type with shrouds), Rawl bolts, nuts and bolts, complete earthing system, lightning arrestor, all civil works, foundations, and supports, electrical connections for net metering with meter, transportation of all materials from warehouse to site, testing, commissioning, and manufacturer-provided maintenance/after-sales service for 2 years, complete in all respects as directed by the Engineer-in-Charge. | 1 | 6
9 | For Construction Phase
a | Surface water Monitoring | Lump Sump | 1
b | Groundwater Monitoring | Lump Sump | 1
c | Ambient Air Quality Monitoring | Lump Sump | 1
10 | For Operational Phase
a | Surface water Monitoring | Lump Sump | 1
b | Groundwater Monitoring | Lump Sump | 1
11 | Drinking Water & Groundwater Monitoring near disposal Pit
a | Drinking Water Monitoring | Lump Sump | 1
b | Groundwater Monitoring | Lump Sump | 1
12 | Training
a | Training Session | Lump Sump | 5
13 | Emergency Plan | Lump Sump | 1
14 | Environmental Audit Cost | Lump Sump | 3
15 | Site Visits by Regulatory Authorities | Lump Sump | 1
16 | Traffic Management Cost
a | Sign Board | Lump Sump | 1
b | Barricading Fence along Access Roads | Lump Sump | 1
c | Temporary Speed Breakers | Lump Sump | 1
d | Controlling Dust Pollution | Lump Sump | 1
e | Relocation of amenities and localized widening of road and barrier | Lump Sump | 1

## BOQ with Rates (2) (hidden)
MITIGATION OF WATERLOGGING IN DISTRICT RAHIMYAR KHAN
BOQ
Sr. No | Item | Unit | 2-L Manthar Drain | 3-L Manthar Drain | 4-L Manthar Drain | Pattan Minara Drain | Manthar Drain | Khanpur Drain | D-1 Drain | D-1 Sub Drain | D-2 Drain | D-3 Drain | 1-L of D-1 Drain | Jarewala Drain | New 1-L / Jarewala | Existing 1-L / Jarewala Drain | Link Channels of Jarewala | New 1-L / Jarewala | Add QTY | Total QTY | Rate | Amount (PKR)
1 | Earthwork
1 | Earth Work in excavation of drains, irrigation channels through excavator/ drag lines in all kind of soil and conditions (dry, wet slush, daldal and under water ) including its disposal and preperation of working pad for operation of machinary. (rates includes 100ft lead) | 1000 | 616487.5 | 590424.88 | 203524.5 | 2110200 | 15023937.5 | 10154747.5 | 19380715.75 | 4710315 | 2187776.7 | 1671902.14 | 307260.39 | 4234073.1 | 3676695 | 15402.5 | 4410982.06 |  |  | 69294444.52 | 4640.7 | 321574728.684
2 | Dressing and levelling of earthwork to designed section etc complete in ii) ordinary or hard soil soil | 1000 | 174315 | 112011.005 | 262075.5 | 680530 | 2113837.5 | 4167935 | 5396103.75 | 2201861.25 | 1607647.35 | 1638852.06 | 392780.145 | 1712983.98 | 4402362.5 | 51770 | 1949662.13 |  |  | 26864727.17 | 940.9 | 25277021.7943
3 | Transportation of earth all types when the total distance, including the lead covered in the item of work , is more than 1000 ft. | [18 empty] | 0 | 0 | 0
| a) 500 ft | 1000 | 20640 | 4055.67 | 3727.5 | 8217.5 | 12747.5 | 100405 | 10945.75 | 17267.5 | 1752.5 | 10467.5 |  | 70005 | 137177.5 | 1360 | 147378.58 |  |  | 546147.5 | 1073.2 | 586125.497
| b) 750 ft | 1000 |  | 4805 | 5270 |  |  | 9912.5 |  |  | 16955 | 23965 |  | 29937.5 | 898790 |  |  |  |  | 989635 | 1743.95 | 1725873.9582
| b) 1000 ft | 1000 | 2970 |  |  |  | 5975 | 24562.5 |  |  |  | 5747.5 | 11732.79 |  |  |  | 224897.5 |  |  | 275885.29 | 2414.7 | 666180.2098
| c) 1250 ft | 1000 | 8792.5 | 20505 |  |  |  | 33180 | [11 empty] | 62477.5 | 6677.8 | 417212.2495
| d) 1500 ft | 1000 | 1215 |  |  |  |  | 79555 | [8 empty] | 468525 |  |  | 549295 | 6751.2 | 3708400.404
| b) 1750 ft | 1000 |  |  |  | 58687.5 | [8 empty] | 496885 |  |  |  |  | 555572.5 | 6751.2 | 3750781.062
| e) 2000 ft | 1000 | 18740 | [16 empty] | 18740 | 6824.6 | 127893.004
| f) 2500 ft | 1000 | [5 empty] | 53390 | [11 empty] | 53390 | 6971.4 | 372203.046
| c) 2750 ft | 1000 |  |  |  | 75040 | [13 empty] | 75040 | 6971.4 | 523133.856
| d) 3000 ft | 1000 |  | 1237.5 | [6 empty] | 97028.25 | [8 empty] | 98265.75 | 7044.8 | 692262.5556
| g) 3750 ft | 1000 | [5 empty] | 187560 | [11 empty] | 187560 | 7191.6 | 1348856.496
| f) 4250 ft | 1000 | 54772.5 | [16 empty] | 54772.5 | 7338.4 | 401942.514
| e) 4500 ft | 1000 |  | 15772.5 | 109947.5 | [14 empty] | 125720 | 7411.8 | 931811.496
| d) 5500 ft | 1000 |  |  | 70367.5 | [14 empty] | 70367.5 | 7558.6 | 531879.7855
| f) 6750 ft | 1000 |  | 4869.33 | [15 empty] | 4869.33 | 7934.1 | 38633.7512
4 | Borrowpit excavation undressed lead upto 100 ft (30 metre) in a) ordinary soil with | 1000 | [17 empty] | 0 | 0 | 0
| 250 ft | 1000 | [14 empty] | 140702.285 |  |  | 140702.285 | 10936.05 | 1538727.2239
| a) 500 ft | 1000 |  |  | 60633 | [9 empty] | 1780642.5 | 45770 |  |  |  | 1887045.5 | 11606.8 | 21902559.7094
| a) 1000 ft | 1000 | [10 empty] | 97969.465 | [6 empty] | 97969.465 | 12948.3 | 1268538.0237
| a) 1 mile | 1000 | [9 empty] | 159193.8 | [7 empty] | 159193.8 | 18092.2 | 2880166.0684
5 | Rehandling of earthwork lead upto 50ft (35% of excess cutting) | 1000 | [14 empty] | 910707.7752 |  |  | 910707.7752 | 5266.8 | 4796515.7107
6 | Providing and erection at site of work:- iii) R.C.C. boundary pillar. (Complete in all respect including transportation, Cement concrete foundation, fixing, painting and lettering etc) | 1 | [6 empty] | 390 | 130 | 104 | 130 | 30 | 260 | 170 | 40 |  |  |  | 1254 | 1326.2 | 1663054.8
7 | Making boundary or service roads, including dag-belling, leveling and dressing:ii) in ploughed land: a) from 10.0 ft. to 20.0 ft. (3 to 6 m) wide | 1 | 410 | 255 | 215 | 95 | 720 | 45 | [11 empty] | 1740 | 1935.4 | 3367596
8 | Jungle clearance and removing within 100 ft. light | 1000 | 315680 | 180070 | 177000 | 460000 | 2800000 | 1680000 | [5 empty] | 1272300 | [5 empty] | 6885050 | 376.2 | 2590155.81
9 | Providing and fixing Enamelled steel plate gauge 4" wide 1/4" thick (including painting and lettering) 10 ft length | 1 | [11 empty] | 5 | [5 empty] | 5 | 14630 | 73150
2 | Data Board
1 | Excavation in foundation of building bridges and other structures including dagbelling, dressing, refilling around structure with excavated earth, watering and ramming lead upto one chain and lift upto 5 ft. in ordinary soil | 1000 | 98 | 98 | 98 | 98 | 98 | 98 | 98 | 98 | 98 | 98 | 98 | 98 | 98 | 49 | 294 |  |  | 1617 | 15824.15 | 25587.6506
2 | Cement concrete plain including, placing, compacting, finishing and curing complete (including screening and washing of stones aggregate) | 100 | [17 empty] | 0 | 0 | 0
| a) Nominal mix ratio 1:4:8 | 100 | 24.5 | 24.5 | 24.5 | 24.5 | 24.5 | 24.5 | 24.5 | 24.5 | 24.5 | 24.5 | 24.5 | 24.5 | 24.5 | 12.25 | 73.5 |  |  | 404.25 | 34694.3 | 140251.7078
3 | Pacca brick work in foundation and plinth in cement sand mortar ratio 1:6. | 100 | 97.5 | 97.5 | 97.5 | 97.5 | 97.5 | 97.5 | 97.5 | 97.5 | 97.5 | 97.5 | 97.5 | 97.5 | 97.5 | 48.75 | 292.5 |  |  | 1608.75 | 32675.95 | 525674.3456
4 | Providing and laying damp proof course of cement 1:2:4 (using cement, sand and shingle), including bitumen coating with with 2 coats of bitumen: 1½" thick (40 mm). | 100 | 39 | 39 | 39 | 39 | 39 | 39 | 39 | 39 | 39 | 39 | 39 | 39 | 39 | 19.5 | 117 |  |  | 643.5 | 11851.7 | 76265.6895
5 | Pacca brick work other than building upto 10 ft. height in cement sand mortor ratio 1:3 | 100 | 81.7031 | 81.7031 | 81.7031 | 81.7031 | 81.7031 | 81.7031 | 81.7031 | 81.7031 | 81.7031 | 81.7031 | 81.7031 | 81.7031 | 81.7031 | 40.8516 | 245.1094 |  |  | 1348.1016 | 37620.6 | 507163.8964
6 | Cement plaster 1:4 upto 20 ft. height, 3/8" thick | 100 | 230.65 | 230.65 | 230.65 | 230.65 | 230.65 | 230.65 | 230.65 | 230.65 | 230.65 | 230.65 | 230.65 | 230.65 | 230.65 | 115.325 | 691.95 |  |  | 3805.725 | 4334.75 | 164968.6644
7 | Providing and applying weather shield paint of approved quality on external surface of building including preparation of surface, application of primer complete in all respect white. | 100 | 230.65 | 230.65 | 230.65 | 230.65 | 230.65 | 230.65 | 230.65 | 230.65 | 230.65 | 230.65 | 230.65 | 230.65 | 230.65 | 115.325 | 691.95 |  |  | 3805.725 | 7379.1 | 280828.2535
8 | Writing letter or figures per letter per inch height | 1 | 500 | 500 | 500 | 500 | 500 | 500 | 500 | 500 | 500 | 500 | 500 | 500 | 500 | 250 | 1500 |  |  | 8250 | 30.5 | 251625
9 | Carriage of 100 Cf t. (2.83 cu.m) of all materials like stone aggregate, spawl, kankar lime (unslaked), surkhi , etc. or 150 Cf t. (4.25 cu.m) timber, by truck or by any othermeans owned by the contractor from Sakhi Sarwar Quarry to site 275 Km including first 11KM hilly area. | [18 empty] | 0
| DPC | 100 | 4.29 | 4.29 | 4.29 | 4.29 | 4.29 | 4.29 | 4.29 | 4.29 | 4.29 | 4.29 | 4.29 | 4.29 | 4.29 | 2.145 | 12.87 |  |  | 70.785 | 14042.6 | 9940.0544
3 | RD Marks
1 | Precast reinfoced cement concrete type "C" 1:2:4. | 1 | 55.04 | 30.96 | 30.96 | 39.56 | 242.52 | 146.2 | 67.08 | 22.36 | 22.36 | 22.36 | 5.16 | 44.72 | 29.24 | 6.88 | 20.64 |  |  | 786.04 | 546.95 | 429924.578
2 | Fabrication of mild steel reinforcement for cement concrete including cutting bending laying in position etc. complete in all respect. (deformed bars) Grade 40 | 100 | 125.76 | 70.74 | 70.74 | 90.39 | 554.13 | 334.05 | 153.27 | 51.09 | 51.09 | 51.09 | 11.79 | 102.18 | 66.81 | 15.72 | 47.16 |  |  | 1796.01 | 30006.1 | 538912.5566
3 | Carriage of consignment job upto 5 KMs Average | 1 | 32 | 18 | 18 | 23 | 141 | 85 | 39 | 13 | 13 | 13 | 3 | 26 | 17 | 4 | 12 |  |  | 457 | 115.4 | 52737.8
4 | Placing boundary pillars in position, including digging pits. | 1 | 32 | 18 | 18 | 23 | 141 | 85 | 39 | 13 | 13 | 13 | 3 | 26 | 17 | 4 | 12 |  |  | 457 | 141.9 | 64848.3
5 | Preparing surface and painting with emulation paint 3 coat. | 100 | 112 | 63 | 63 | 80.5 | 493.5 | 297.5 | 136.5 | 45.5 | 45.5 | 45.5 | 10.5 | 91 | 59.5 | 14 | 42 |  |  | 1599.5 | 4307.55 | 68899.2622
6 | Writing letter or firgures per letter per inch height (three figure each side). | 1 | 320 | 180 | 180 | 230 | 1410 | 850 | 390 | 130 | 130 | 130 | 30 | 260 | 170 | 40 | 120 |  |  | 4570 | 30.5 | 139385
7 | Carriage of 100 Cf t. (2.83 cu.m) of all materials like stone aggregate, spawl, kankar lime (unslaked), surkhi , etc. or 150 Cf t. (4.25 cu.m) timber, by truck or by any othermeans owned by the contractor from Sakhi Sarwar Quarry to site 275 Km including first 11KM hilly area. | [18 empty] | 0
ii | PCC 1:2:4 | 100 | 48.4352 | 27.2448 | 27.2448 | 34.8128 | 213.4176 | 128.656 | 59.0304 | 19.6768 | 19.6768 | 19.6768 | 4.5408 | 39.3536 | 25.7312 | 6.0544 | 18.1632 |  |  | 691.7152 | 14042.6 | 97134.7987
4 | Road Barier.
1 | Earthwork excavation undressed lead upto a single throw of Kassi, phaorah or shovel: In ordinary soil. | 1000 | [11 empty] | 245 | [5 empty] | 245 | 546.95 | 134.0027
2 | Cement concrete plain including placing, compacting, finishing and curing complete (including screening and washing of stone aggregate) Ratio 1: 2: 4 | 100 | [11 empty] | 367.5 | [5 empty] | 367.5 | 30006.1 | 110272.4175
3 | Providing, laying, cutting, jointing, testing and disinfecting G.I. pipeline in trenches, with socket joints, using G.I. pipes of B.S.S. 1387-1967 complete in all respects, with specials and valves. i) 4" i/d (100 mm) 3.65mm thick | 1 | [11 empty] | 560 | [5 empty] | 560 | 115.4 | 64624
4 | Carriage of 100 Cft of all material like stone aggregate, spawl, kankar, lime (unsoaked) surkhi etc by truck or by any other means owned by the contractor, lead 300Km.(From Sakhi Sarwar) | 100 | [11 empty] | 323.4 | [5 empty] | 323.4 | 141.9 | 458.9046
5 | Culverts / Bridges
1 | Dismantling brick work in lime or cement mortar | 100 | [11 empty] | 1019.8175 |  | 803.25 |  |  |  | 1823.0675 | 2633.4 | 48008.6595
2 | Dismantling and removing road pavement, etc.,including screening and stacking of byproducts upto one chain lead (30 metre). | 100 | [11 empty] | 1155 | [5 empty] | 1155 | 4017.8 | 46405.59
3 | Dismantling cement concrete reinforced, separating reinforcement from concrete, cleaning and straightening the same. | 100 | 307 |  |  | 384 | 11823.77 | [6 empty] | 825.5 | [5 empty] | 13340.27 | 27086.4 | 3613398.8933
4 | Earthwork in excavation of drains in irrigation channels through excavater / draglines in all kind of soil and conditions | 1000 | [11 empty] | 35774.04 |  | 8700 |  |  |  | 44474.04 | 4640.7 | 206390.6774
5 | Excavation in foundation of building, bridges and other structures, including dagbelling, dressing, refilling around structure with excavated earth, watering and ramming lead up to one chain and lift upto 5 ft. In ordinary soil (above 5 ft depth) | 1000 | 6406.12 |  |  |  | 3265.6 |  | 91276.02 | 36435.2 | 29517.98 | 21204.3273 | 11161.16 | 5932.14 | 42881.7 | 6543.01 |  |  |  | 254623.2573 | 12735.6 | 3242779.9556
6 | Cement concrete plain including, placing, compacting, finishing and curing complete (including screening and washing of stones aggregate) | [18 empty] | 0
| a) Nominal mix ratio 1:4:8 | 100 | 361 |  |  |  | 205.5 |  | 1441.5 | 510 | 768 | 564.5 | 252 | 689.56 | 717.78 | 435.94 |  |  |  | 5945.78 | 34694.3 | 2062846.7505
| b) Nominal mix ratio 1:2:4 | 100 | 157.9 | 136.8 |  | 966.72 | 2414.07 | 976.25 | [6 empty] | 200.62 |  |  |  |  | 4852.36 | 47135.9 | 2287203.5572
7 | Providing and fabrication of mild steel reinforcement for cement concrete, including cutting , bending, laying in position, making joints and fastening, including cost of binding wire and labour charges for binding of steel reinforcement(also includes removal of rust from bars). Deformed Bars (Grade 60) | 100 | 13993.24 |  |  | 2080 | 65893.96 |  | 71071.98 | 26990.4 | 29348.94 | 22179.1235 | 10673.28 | 33901.4997 | 27833.9741 | 20607.3891 |  |  |  | 324573.7865 | 30376.9 | 98595454.5473
8 | Providing and laying reinforced cement concrete (including prestressed concrete), using Sulphate resisting cement; coarse sand and screened graded and washed aggregate, in required shape and design, including forms, moulds, shuttering, lifting, compacting, curing, rendering and finishing exposed surface, complete 2) Plastering done under soffit of R.C.C. (but excluding the cost of steel reinforcement, its fabrication and placing in position etc.) | [18 empty] | 0
a) | Reinforced cement concrete in roof slab, beams, columns lintels, girders and other structural members laid in situ or precast laid in position, or prestressed members cast in situ, complete in all respects. Type B (nominal mix 1:1.5:3) | 1 | 3056.12 |  |  | 520 | 14816.27 |  | 17924.66 | 6956.8 | 6710.98 | 5135.0412 | 2549.76 | 7356.22 | 5287.91 | 4517.97 |  |  |  | 74831.7312 | 817.55 | 61178681.8233
b) | Reinforcement cement concrete in slab of rafts/strip foundation, base slab of column and retaining walls, etc and other structural members not requiring form work(i.e horizontal shuttering) complete in all respect: Type B (Nominal Mix 1:1.5:3 ) | 1 | 1444 |  |  | . | 720 |  | 5766 | 2040 | 3072 | 2258 | 1008 | 3429.92 | 3478.2 | 1972.18 |  |  |  | 25188.3 | 670.5 | 16888755.15
9 | Providing and embedding 10"(250mm) wide PVC water stopper in expansion joints of RCC structures (Retaining walls, water tanks, Slabs) complete in all respect. 10mm thick | 1 | [11 empty] | 51.34 | [5 empty] | 51.34 | 809.4 | 41554.596
10 | Bitumen coating to plastered or cement concrete surface. 14 lbs per 100 Sft (6.35 Kg. per Sq.m) | 100 | 2739.76 |  |  |  | 944 |  | 16855.64 | 7707.6 | 6537.28 | 4909.2812 | 2884.8 | 3165.0432 | 2449.6024 | 2183.812 |  |  |  | 50376.8188 | 1645.1 | 828749.0457
11 | Providing, laying, cutting, jointing, testing and disinfecting PVC/ uPVC pipe line with `B' Class working pressure complete in all respects:- 4" i/d (100 mm) | 1 | [11 empty] | 6 | 12 | 6 |  |  |  | 24 | 514.9 | 12357.6
12 | Providing and fixing 4" dia P.V.C pipe. | 1 | 12 |  |  | 6 | 30 | [12 empty] | 48 | 378.75 | 18180
13 | Supply and erection PVC pipe for recessed wiring (main and sub-main) purpose, including bends, specials, etc. in floor, wall or trenches:- 80mm dia (3 inch) | 1 | 13.5 |  |  |  | 6 |  | 60 | 22.5 | 31.5 | 22.5 | 13.5 | [6 empty] | 169.5 | 303.8 | 51494.1
14 | Providing and laying R.C.C. pipe sewers, moulded with cement concrete 4000 psi conforming to Specification C-76-20, Class II. Wall B, including carriage of pipe from factory to site of work, lowering in trenches to correct alignment and grade, jointing with rubber ring,cutting pipes where necessary, testing, etc., complete. 24 inch internal dia | 1 | 96 |  |  | 48 | 368 | [6 empty] | 112 | [5 empty] | 624 | 2150.35 | 1341818.4
15 | Providing and laying sub-base course of stone productof approved quality and grade, including placing, mixing, spreading and compaction of sub-base material torequired depth, camber, grade to achieve 100% maximum modified AASHTO dry density, including carriage of all material to site of work except gravel and. aggregate. Crushed stone aggregate. | 100 | 480 | [5 empty] | 480 | 180 | 300 | 350 |  | 825 | [5 empty] | 2615 | 10003.5 | 261591.525
16 | Providing and laying base course of crushed stone aggregate of approved quality and grade, and supply and spreading of stone screening, including placing, mixing,spreading and compaction of base course material to required depth, camber and grade to achieve 100% maximum modified AASHTO dry density, including carriage of all materials to site of work except gravel and. aggregate. | 100 | 480 | [5 empty] | 480 | 180 | 300 | 350 |  | 825 | [5 empty] | 2615 | 13527.4 | 353741.51
17 | Providing and laying road edging of 3" (75 mm) wide and 9" (225 mm) deep brick on end, complete in all respects | 1 | 120 | [5 empty] | 160 | 60 | 60 | 100 |  | 200 | [5 empty] | 700 | 64.2 | 44940
18 | Providing surface treatment of roads,including supply of bitumen and bajri/crushed stone aggregate of approved quality,including cleaning of road urface,heating,spraying bitumen,spreading bajri and rollingetc.complete including carriageof all material stosite of work excep tbajjri/crushed stone aggregate for which supply with in miles (5.0km) is included in the rate. | [18 empty] | 0
a | 1st coat 35 lbs. bitumen, and 4 Cft. bajri of nominal size 1" (25 mm) per 100 sq. feet or 1.72 Kg bitumen and 0.017 cu.metre bajri per square metre.. | 100 | 960 | [5 empty] | 960 | 360 | 600 | 700 |  | 1650 | [5 empty] | 5230 | 4549.95 | 237962.385
b | 2nd coat 18 lbs. bitumen, and 2 Cft. bajri of nominal size ½" (13 mm) per %sft or 1.23 Kg bitumen and 0.008 cu. metre bajri per sq.metre. | 100 | 960 | [5 empty] | 960 | 360 | 600 | 700 |  | 1650 | [5 empty] | 5230 | 2639.45 | 138043.235
c | 3rd coat 14 lbs. bitumen, and 1.5 Cft. bajri of nominal size ¼" (6 mm) per %sft or 0.69 Kg bitumen and 0.005 cubic metre bajjri per sq.metre. | 100 | 960 | [5 empty] | 960 | 360 | 600 | 700 |  | 1650 | [5 empty] | 5230 | 1960.75 | 102547.225
19 | Dismantling and removing road pavement, etc.,including screening and stacking of byproducts upto one chain lead (30 metre). | 100 | 960 | [5 empty] | 960 | 360 | 600 | 600 | [7 empty] | 3480 | 4017.8 | 139819.44
20 | Borrow pit excavation undressed lead up to 100 ft in ordinary soil. | 1000 | 10190 |  |  | 8490 | 35745 |  | 9600 | 3200 | 4000 | 6400 |  | 45540 | [5 empty] | 123165 | 10533.6 | 1297370.844
21 | Rehandling of earthwork:Upto a lead of 50 ft. (15 m). | 1000 | 6480 |  |  |  | 5400 |  | 54240 | 20960 | 30880 | 24812.8 | 11520 | 45540 | [5 empty] | 199832.8 | 5266.8 | 1052479.391
22 | Carriage of 100 Cf t. (2.83 cu.m) of all materials like stone aggregate, spawl, kankar lime (unslaked), surkhi , etc. or 150 Cf t. (4.25 cu.m) timber, by truck or by any othermeans owned by the contractor from Sakhi Sarwar Quarry to site 275 Km including first 11KM hilly area. | [18 empty] | 0
i | PCC 1:4:8 | 100 | 346.56 |  |  |  | 126.72 |  | 1383.84 | 489.6 | 737.28 | 541.92 | 241.92 | 151.68 | [5 empty] | 4019.52 | 14042.6 | 564445.1155
ii | RCC 1:1.5:3 | 100 | 3360.2016 |  |  |  | 1344.84 |  | 19900.1544 | 7557.312 | 8217.7032 | 6210.1546 | 2988.5184 | 1661.15 | [5 empty] | 51240.0342 | 14042.6 | 7195433.0409
iii | Base | 100 | 585.6 | [5 empty] | 585.6 | 219.6 | 366 | 427 | [7 empty] | 2183.8 | 14042.6 | 306662.2988
iii | T.S.T | 100 | 72 | [5 empty] | 72 | 27 | 45 | 52.5 | [7 empty] | 268.5 | 14042.6 | 37704.381
23 | Cement plaster 1:3 upto 20' (6.00 m) height 1/2" (13 mm) thick. | 100 | 694.5 | 848 |  | 3936 | 5976 | 4140 | [11 empty] | 15594.5 | 4850.4 | 756395.628
24 | Providing and laying sub base course. | 100 |  |  |  |  | 2100 | [12 empty] | 2100 | 10003.5 | 210073.5
25 | Providing and laying base course. | 100 |  |  |  |  | 2100 | [12 empty] | 2100 | 13527.4 | 284075.4
26 | Providing surface treatment to roads, including supply of bitumen and bujri /crushed stone aggregate of approved quality, including cleaning of road surface, heating and spraying bitumen, spreading bajri and rolling with road roller (including its operation cost, fuel and hire charges, etc.) etc. complete including carriage of all materials to site of work except bajjri/crushed stone aggregate. | 100 |  |  |  |  | 2800 | [12 empty] | 2800 | 4549.95 | 127398.6
27 | Providing and fixing Neoprene bearing pad with laminated steel plate top and bottom. Size (14" x 9" x 1.75") | Cu. Inch |  |  |  |  | 304.64 | [12 empty] | 304.64 | 72 | 21934.08
28 | Plain wood work for regulation karries or needles, etc. including sawing, planning, wroughting wood and providing and fixing steel parts of karries i.e. end strip and rods, etc. b) Shisham wood | 1 | [11 empty] | 59.4 |  | 143.55 |  |  |  | 202.95 | 17752.2 | 3602808.99
29 | Credit old material - steel | 1 | -82 |  |  | -768 | -23647.54 | [6 empty] | -2476.5 | [5 empty] | -26974.04 | 170 | -4585586.8 |  |  |  |  | 6022052.7348
30 | Credit old material - brick batts | 100 | [11 empty] | -1019.82 |  | -803.25 |  |  |  | -1823.07 | 4100 | -74745.87 | 202539173.2652 | 208561226 | 6022052.7348 |  | 2586219.5553
6 | Water Course
1 | Excavation in foundation of building, bridges and other structures, including dagbelling, dressing, refilling around structure with excavated earth, watering and ramming lead up to one chain and lift upto 5 ft. In ordinary soil (above 5 ft depth) | 1000 | 1867.645 |  |  | 1417.9529 |  |  | 17227.9705 | 6436.0504 | 12395.4103 | 15395.3007 | 1949.3305 | [6 empty] | 56689.6603 | 12735.6 | 721976.8377 | 109345722.8817 | 109345724
2 | Extra for slush or Daldal including dewatering. | 1000 | 1867.645 |  |  | 1417.9529 |  |  | 17227.9705 | 6436.0504 | 12395.4103 | 15395.3007 | 1949.3305 | [6 empty] | 56689.6603 | 12038.4 | 682452.8066
3 | Cement concrete plain including, placing, compacting, finishing and curing complete (including screening and washing of stones aggregate) | [18 empty] | 0
a) | Nominal mix ratio 1:4:8 | 100 | 257.195 |  |  | 140.1025 |  |  | 1464.4275 | 529.73 | 1410.7375 | 1785.025 | 458.7825 | [6 empty] | 6046 | 34694.3 | 2097617.378
b) | Nominal mix ratio 1:2:4 | 100 | 34 |  |  | 17 |  |  | 187 | 68 | 187 | 238 | 68 | [6 empty] | 799 | 47135.9 | 376615.841
4 | Providing and fabrication of mild steel reinforcement for cement concrete, including cutting , bending, laying in position, making joints and fastening, including cost of binding wire and labour charges for binding of steel reinforcement(also includes removal of rust from bars). Deformed Bars (Grade 60) | 100 | 6108.9828 |  |  | 4515.8106 |  |  | 44509.4031 | 16212.1014 | 35906.2362 | 45010.3261 | 9117.4862 | [6 empty] | 161380.3464 | 30376.9 | 49022346.4456
5 | Providing and laying reinforced cement concrete (including prestressed concrete), using Sulphate resisting cement; coarse sand and screened graded and washed aggregate, in required shape and design, including forms, moulds, shuttering, lifting, compacting, curing, rendering and finishing exposed surface, complete 2) Plastering done under soffit of R.C.C. (but excluding the cost of steel reinforcement, its fabrication and placing in position etc.) | [18 empty] | 0
a) | Reinforced cement concrete in roof slab, beams, columns lintels, girders and other structural members laid in situ or precast laid in position, or prestressed members cast in situ, complete in all respects. Type B (nominal mix 1:1.5:3) | 1 | 1266.9126 |  |  | 1063.0377 |  |  | 10355.4102 | 3788.5038 | 7756.1379 | 9694.237 | 1761.1121 | [6 empty] | 35685.3513 | 817.55 | 29174558.9553
b) | Reinforcement cement concrete in slab of rafts/strip foundation, base slab of column and retaining walls, etc and other structural members not requiring form work(i.e horizontal shuttering) complete in all respect: Type B (Nominal Mix 1:1.5:3 ) | 1 | 769.415 |  |  | 442.2325 |  |  | 4481.0575 | 1615.53 | 4212.6075 | 5309.205 | 1278.05 | [6 empty] | 18108.0975 | 670.5 | 12141479.3738
6 | Bitumen coating to plastered or cement concrete surface. 14 lbs per 100 Sft (6.35 Kg. per Sq.m) | 100 | 751.275 |  |  | 551.0106 |  |  | 6197.877 | 2288.8656 | 4687.7292 | 5822.7498 | 986.2398 | [6 empty] | 21285.747 | 1645.1 | 350171.8239
7 | Pacca brick work other than buildings upto 10 feet height. Cement sand mortar ratio 1:4 | 100 | 80 |  |  | 40 |  |  | 440 | 160 | 440 | 560 | 160 | [6 empty] | 1880 | 35727 | 671667.6
8 | Providing and embedding 10"(250mm) wide PVC water stopper in expansion joints of RCC structures (Retaining walls, water tanks, Slabs) complete in all respect. 10mm thick | 1 | 189.5 |  |  | 180.2 |  |  | 1425.38 | 518 | 1098.74 | 1373.78 | 213.58 | [6 empty] | 4999.18 | 809.4 | 4046336.292
9 | Providing and placing poly sulphide joint sealent 1" wide and 1" deep. | 1 | 70 |  |  | 50 |  |  | 450 | 160 | 380 | 470 | 90 | [6 empty] | 1670 | 1381 | 2306270
10 | Rehandling of earthwork:Upto a lead of 50 ft. (15 m). | 1000 | 4000 |  |  | 2000 |  |  | 22000 | 8000 | 22000 | 28000 | 8000 | [6 empty] | 94000 | 5266.8 | 495079.2
11 | Carriage of 100 Cf t. (2.83 cu.m) of all materials like stone aggregate, spawl, kankar lime (unslaked), surkhi , etc. or 150 Cf t. (4.25 cu.m) timber, by truck or by any othermeans owned by the contractor from Sakhi Sarwar Quarry to site 275 Km including first 11KM hilly area. | [18 empty] | 0
i | PCC 1:4:8 | 100 | 246.9072 |  |  | 134.4984 |  |  | 1405.8504 | 508.5408 | 1354.308 | 1713.624 | 440.4312 | [6 empty] | 5804.16 | 14042.6 | 815054.9722
ii | PCC 1:2:4 | 100 | 29.92 |  |  | 14.96 |  |  | 164.56 | 59.84 | 164.56 | 209.44 | 59.84 | [6 empty] | 703.12 | 14042.6 | 98736.3291
iii | RCC 1.1.5.3 | 100 | 1710.5152 |  |  | 1264.427 |  |  | 12462.6329 | 4539.3884 | 10053.7461 | 12602.8913 | 2552.8961 | [6 empty] | 45186.497 | 14042.6 | 6345359.0266
7 | Stone Pitching
1 | Dismantling stone or spawl pitching and apron in silted condition. | 100 |  |  |  | 93240 | [13 empty] | 93240 | 3762 | 3507688.8 | 89611262 | 93047095.1795 | 3435833.1795 |  |  | -3435833.1795
2 | Earthwork in excavation of drains in irrigation channels through excavater / draglines in all kind of soil and conditions | 1000 | 476.44 | 355.5 | 312.56 | 129745.5 | 275894.18 |  | 10137.19 | 269.25 | 6208.72 | 6208.72 | 148.5 | 967.13 | 1934.26 | 2700.32 |  |  |  | 435358.27 | 4640.7 | 2020367.1236
3 | Supply and dumping at site, without boat, including handling of materials within three chains (90 m) | 100 |  |  |  | 126000 | [13 empty] | 126000 | 4743.75 | 5977125 |  |  |  | 9457885.9142
4 | Providing and laying stone pitching/filling, dry hand packed, as filling behind retaining walls or in pitching and aprons. | 100 | 476.44 | 355.5 | 312.56 | 3745.5 | 10945.44 |  | 10137.19 | 269.25 | 6208.72 | 6208.72 | 148.5 | 967.13 | 7075.4 | 2700.32 |  |  |  | 49550.67 | 6849 | 3393725.3883
5 | Formation dressing and preparing subgrade, on slope | 100 | 735.3675 | 681.66 | 525.1225 | 72754.37 | 6058.716 |  | 3737.0542 | 480.69 | 2589.8832 | 3457.1106 | 422.73 | 614.7245 | 1189.0628 | 785.3328 |  |  |  | 94031.8241 | 2265.1 | 2129914.8468
6 | Formation dressing and preparing subgrade, in bed. | 100 | 130.5 | 126 | 129.5 | 12167 | 594.66 |  | 631.16 | 126 | 524.66 | 524.66 | 126 | 96 | 192 | 136 |  |  |  | 15504.14 | 1660.5 | 257446.2447
7 | Providing and laying graded bajri 1/8" to 1/2" size on slope. | 100 | 242.67 | 224.94 | 173.29 | 24008.94 | 2001.6443 |  | 1233.6 | 158.63 | 854.71 | 1140.89 | 139.5 | 202.8591 | 1204.82 | 259.1598 |  |  |  | 31845.6532 | 18564.1 | 5911858.9024
8 | Providing and laying graded bajri 1/2" to 2" size on slope. | 100 | 242.67 | 224.94 | 173.29 | 24008.94 | 2001.6443 |  | 1233.6 | 158.63 | 854.71 | 1140.89 | 139.5 | 202.8591 | 1204.82 | 259.1598 |  |  |  | 31845.6532 | 18564.1 | 5911858.9024
9 | Providing and laying graded bajri 1/8" to 1/2" size on level. | 100 | 43.07 | 41.58 | 42.74 | 4015.11 | 196.4178 |  | 208.28 | 41.58 | 173.14 | 173.14 | 41.58 | 31.68 | 210.76 | 54.3312 |  |  |  | 5273.409 | 18017.6 | 950141.74
10 | Providing and laying graded bajri 1/2" to 2" size on level. | 100 | 43.07 | 41.58 | 42.74 | 4015.11 | 196.4178 |  | 208.28 | 41.58 | 173.14 | 173.14 | 41.58 | 31.68 | 210.76 | 54.3312 |  |  |  | 5273.409 | 18017.6 | 950141.74
11 | Providing and laying stone for top layer only, on slope. | 100 | 735.37 | 681.66 | 525.12 | 72754.37 | 6058.72 |  | 3738.19 | 480.69 | 2590.02 | 3457.25 | 422.73 | 614.7245 | 3650.94 | 785.3328 |  |  |  | 96495.1173 | 11511 | 11107552.9501
12 | Providing and laying stone for top layer only, on Level | 100 | 130.5 | 126 | 129.5 | 12167 | 594.66 |  | 631.16 | 126 | 173.14 | 173.14 | 126 | 96 | 638.68 | 164.64 |  |  |  | 15276.42 | 10570.5 | 1614793.9761
13 | Carriage of 100 Cft of all material like stone aggregate, spawl, kankar, lime (unsoaked) surkhi etc or 150 Cft of timber by truck or by any other means owned by the contractor, lead 275 Km. | 100 | 1682.238 | 1449.117 | 1207.5 | 152322.069 | 47639.4517 |  | 33005.5044 | 1091.5155 | 20947.1834 | 21997.2 | 858.951 | 11198.2497 | 49274.88 | 10655.6278 |  |  |  | 353329.4875 | 14042.6 | 49616646.6051
14 | Credit to old material | [18 empty] | 0
| Steel | 1 | [11 empty] | 1267.5 | [5 empty] | 1267.5 | -170 | -215475
| Brick batts | 100 | [11 empty] | 507.94 |  | 803.25 | 803.25 |  |  | 2114.44 | -4100 | -86692.04
8 | Tube Well room | [21 empty] | 50492539.9857 | 50492531
1 | Excavation in foundation of building, bridges, and other structures, including dag belling, dressing refilling around structure with excavated earth, watering and ramming lead upto one chain (30m)and lift upto 5' (1.5 m) (b) in ordinary soil.1)By Manual | 1000 | 2179.5676 | 1089.7838 |  | 3814.2434 | 2724.4595 |  | 6538.7029 | 544.8919 |  |  | 544.8919 |  | 2724.4595 |  |  |  |  | 20161.0006 | 15824.15 | 319030.6978 | 20161.0006 | 0 | 50492539.9857
2 | Spraying termite proofing by using liquid FMC / Biflex/ Terminex Exin/Ms Hextaror equivalent@specified suspension concenterate (SC), MixingAbility-HEXTAR with Ratio (1:250)= 540 Sft or equivalent approved liquid applying with shower and certificate will be provided by the contractor for10-years complete in all respect.as approved by the Engineer Incharge. | 1 | 2034 | 1017 |  | 3559.5 | 2542.5 |  | 6102 | 508.5 |  |  | 508.5 |  | 2542.5 |  |  |  |  | 18814.5 | 12.55 | 236121.975 | 18814.5 | 0
3 | Cement concrete plain including, placing, compacting, finishing and curing complete (including screening and washing of stones aggregate) | [18 empty] | 0 |  |  | 0 | 0
a) | Nominal mix ratio 1:4:8 | 100 | 422.4498 | 211.2249 |  | 739.2871 | 528.0622 |  | 1267.3493 | 105.6124 |  |  | 105.6124 |  | 528.0622 |  |  |  |  | 3907.6604 | 34694.3 | 1355735.436 | 3907.6604 | 0
4 | Pacca brick work in foundation and plinth in cement sand mortar ratio 1:6. | 100 | 1260.16 | 630.08 |  | 2205.28 | 1575.2 |  | 3780.48 | 315.04 |  |  | 315.04 |  | 1575.2 |  |  |  |  | 11656.48 | 32675.95 | 3808865.5766 | 11656.48 | 0
5 | Providing and laying damp proof course of cement 1:2:4 (using cement, sand and shingle), including bitumen coating with one coat of bitumen and one coat polythenesheet 500 gauge 1½" thick (40 mm). | 100 | 258 | 129 |  | 451.5 | 322.5 |  | 774 | 64.5 |  |  | 64.5 |  | 322.5 |  |  |  |  | 2386.5 | 11460.2 | 273497.673 | 2386.5 | 0
6 | Providing and laying vertical damp proof course with cement sand plaster and bitumen coating with one coat of bitumen and one coat of polythene sheet 500 gauge-Ratio 1:3 a) ½ " thick (13 mm) | 100 | 480 | 240 |  | 840 | 600 |  | 1440 | 120 |  |  | 120 |  | 600 |  |  |  |  | 4440 | 7607.35 | 337766.34 | 4440 | 0
7 | Filling watering ramming earth under floors with surplus earth from foundation etc. | 1000 | 600 | 300 |  | 1050 | 750 |  | 1800 | 150 |  |  | 150 |  | 750 |  |  |  |  | 5550 | 7547.75 | 41890.0125 | 5550 | 0
8 | Pacca brick work in ground floor. Cement sand mortar Ratio 1:4. | 100 | 1163.6 | 581.8 |  | 2036.3 | 1454.5 |  | 3490.8 | 290.9 |  |  | 290.9 |  | 1454.5 |  |  |  |  | 10763.3 | 35830.6 | 3856554.9698 | 10763.3 | 0
9 | Providing and laying reinforced cement concrete (including prestressed concrete), using Sulphate resisting cement; coarse sand and screened graded and washed aggregate, in required shape and design, including forms, moulds, shuttering, lifting, compacting, curing, rendering and finishing exposed surface, complete 2) Plastering done under soffit of R.C.C. (but excluding the cost of steel reinforcement, its fabrication and placing in position etc.) | [7 empty] | 0 | [5 empty] | 0 |  |  |  |  | 0 | 0 | 0 | 0 | 0
a) | Reinforced cement concrete in roof slab, beams, columns lintels, girders and other structural members laid in situ or precast laid in position, or prestressed members cast in situ, complete in all respects. Type B (nominal mix 1:2:4) | 1 | 616.6632 | 308.3316 |  | 1079.1606 | 770.829 |  | 1849.9896 | 154.1658 |  |  | 154.1658 |  | 770.829 |  |  |  |  | 5704.1346 | 741.85 | 4231612.253 | 5704.1346 | 0
b) | Reinforcement cement concrete in slab of rafts/strip foundation, base slab of column and retaining walls, etc and other structural members not requiring form work(i.e horizontal shuttering) complete in all respect: Type B (Nominal Mix 1:2:4) | 1 | 73.6312 | 36.8156 |  | 128.8547 | 92.0391 |  | 220.8937 | 18.4078 |  |  | 18.4078 |  | 92.0391 |  |  |  |  | 681.0891 | 595 | 405247.9922 | 681.0891 | 0
10 | Providing and Fabrication of mild steel reinforcement for cement concrete, including cutting, bending, laying in position, 13 making joints and fastenings, including cost of binding wire and labour charges for binding of steel reinforcement (also includes removal of rust from bars):- Deformed bars (Grade-60). | 100 | 4141.7667 | 2070.8834 |  | 7248.0917 | 5177.2084 |  | 12425.3001 | 1035.4417 |  |  | 1035.4417 |  | 5177.2084 |  |  |  |  | 38311.342 | 30376.9 | 11637798.0404 | 38311.342 | 0
11 | Providing and fixing windows consisting of M.S box section frame 2" x 1½" ( 50 x 40mm) Leaves frame 1½" x 1" (40 x 25 mm) box section frame for glazing 3/8" x 3/8" (10 x 10 mm) using 16 SWG sheet 'U' shaped rubber supported with 1" x 1/8" (25 x 3 mm) M.S. flat for fixing 3/16" (5 mm) thick glass panes M.S. box section 1/2" x 1/2" (13 x 13 mm) of 16 SWG for fixing 24 SWG wire gauge on outer side by means of 3/4" x 1/8" (20 x 3 mm) M.S. flat and screws including grill of M.S. flat 1/2" x 1/8" (13 x 3 mm) or 1/4" x 1/4" (6 x 6 mm) square bar with independent frame of 1/2" x 1/2" (13 x 13 mm) box section of 16 SWG i/c all C.P fitting and painting 3 coats complete in all respect. | 1 | 128 | 64 |  | 224 | 160 |  | 384 | 32 |  |  | 32 |  | 160 |  |  |  |  | 1184 | 2180.7 | 2581948.8 | 1184 | 0
12 | Providing and fixing mild steel chowkat of doors windows C. windows etc. including holdfast making and threading 18 holes for hinges etc. complete 1½" x 1½" x 1/4" (40 x 40 x 6 mm) welded with M.S. flat 2" x 1/4" (50 m M.S. angle iron). | 1 | 160 | 80 |  | 280 | 200 |  | 480 | 40 |  |  | 40 |  | 200 |  |  |  |  | 1480 | 457.1 | 676508 | 1480 | 0
13 | Making and fixing steel grated door with 1/16" thick sheeting, including angle iron frame 2" x 2" x 3/8"and 3/4" square bars 4" centre to centre. with locking arrangement (Two No.). | 1 | 196 | 98 |  | 343 | 245 |  | 588 | 49 |  |  | 49 |  | 245 |  |  |  |  | 1813 | 2767 | 5016571 | 1813 | 0
14 | Providing and laying single layer of tile 9" x 4½" x 1½" laid over 4" earth and 1" thick mud plaster without bhoosa, grouted with cement mud (1:3) on top of R.C.C. roof, slab, provided with 34 lbs. per % Sft. Or 1.72 Kg./Sq.m. bitumen coating sand blinded. | 100 | 382.25 | 191.125 |  | 668.9375 | 477.8125 |  | 1146.75 | 95.5625 |  |  | 95.5625 |  | 477.8125 |  |  |  |  | 3535.8125 | 13179.6 | 466005.9443 | 3535.8125 | 0
15 | Providing and laying polythene sheet under floor or roof complete 500 gauge. | 1 | 398.25 | 199.125 |  | 696.9375 | 497.8125 |  | 1194.75 | 99.5625 |  |  | 99.5625 |  | 497.8125 |  |  |  |  | 3683.8125 | 11 | 40521.9375 | 3683.8125 | 0
16 | Supplying and filling sand under floor or plugging in wells. | 100 | 163.75 | 81.875 |  | 286.5625 | 204.6875 |  | 491.25 | 40.9375 |  |  | 40.9375 |  | 204.6875 |  |  |  |  | 1514.6875 | 3987 | 60390.5906 | 1514.6875 | 0
17 | Providing and laying watering and ramming brick ballast 1½" to 2" (40 mm to 50 mm) mixed with 25% sand for floor foundation complete in all respect. | 100 | 195.75 | 97.875 |  | 342.5625 | 244.6875 |  | 587.25 | 48.9375 |  |  | 48.9375 |  | 244.6875 |  |  |  |  | 1810.6875 | 12801.2 | 231789.7283 | 1810.6875 | 0
18 | Cement concrete plain including, placing, compacting, finishing and curing complete (including screening and washing of stones aggregate) | [18 empty] | 0 |  |  | 0 | 0
| b) Nominal mix ratio 1:2:4 | 100 | 183.44 | 91.72 |  | 321.02 | 229.3 |  | 550.32 | 45.86 |  |  | 45.86 |  | 229.3 |  |  |  |  | 1696.82 | 47135.9 | 799811.3784 | 1696.82 | 0
19 | Cement plaster 1:4 upto 20' (6.00 m) height 1/2" (13 mm) thick. | 100 | 2273.22 | 1136.61 |  | 3978.135 | 2841.525 |  | 6819.66 | 568.305 |  |  | 568.305 |  | 2841.525 |  |  |  |  | 21027.285 | 4614.1 | 970219.9572 | 21027.285 | 0
20 | Cement plaster 3/8" (10 mm thick under soffit of R.C.C. roof slabs only, upto 20' height (Ratio 1:3). | 100 | 458.08 | 229.04 |  | 801.64 | 572.6 |  | 1374.24 | 114.52 |  |  | 114.52 |  | 572.6 |  |  |  |  | 4237.24 | 5264.65 | 223075.8557 | 4237.24 | 0
21 | Cement pointing struck joints on wall upto 20' (6m) height (a) Ratio 1:2 including extra cost of labour and material for red oxide pigment in cement pointing to match with the colour of bricks. | 100 | 1959.5 | 979.75 |  | 3429.125 | 2449.375 |  | 5878.5 | 489.875 |  |  | 489.875 |  | 2449.375 |  |  |  |  | 18125.375 | 5012.65 | 908561.6099 | 18125.375 | 0
22 | Providing, laying, cutting, jointing, testing and disinfecting PVC/ uPVC pipe line with `B' Class working pressure complete in all respects:- 4" i/d (100 mm) | 1 | 52 | 26 |  | 91 | 65 |  | 156 | 13 |  |  | 13 |  | 65 |  |  |  |  | 481 | 514.9 | 247666.9 | 481 | 0
23 | Providing and installing P.V.C. bends, of B.S.S.b) 4" i/d (100 mm) | 1 | 8 | 4 |  | 14 | 10 |  | 24 | 2 |  |  | 2 |  | 10 |  |  |  |  | 74 | 849.7 | 62877.8 | 74 | 0
24 | Making top khurra on roof 2' x 2' x 6". | 1 | 4 | 2 |  | 7 | 5 |  | 12 | 1 |  |  | 1 |  | 5 |  |  |  |  | 37 | 1159.65 | 42907.05 | 37 | 0
25 | Distempering:- 3 coat | 100 | 2041.08 | 1020.54 |  | 3571.89 | 2551.35 |  | 6123.24 | 510.27 |  |  | 510.27 |  | 2551.35 |  |  |  |  | 18879.99 | 1548.2 | 292300.0052 | 18879.99 | 0
26 | Providing and applying weather shield paint of approved quality on external surface of building including preparation of surface, application of primer complete in all respect: | 100 | 690.22 | 345.11 |  | 1207.885 | 862.775 |  | 2070.66 | 172.555 |  |  | 172.555 |  | 862.775 |  |  |  |  | 6384.535 | 7379.1 | 471121.2222 | 6384.535 | 0
27 | Preparing surface and painting of doors and windows any type (including edges):- | 100 | 356 | 178 |  | 623 | 445 |  | 1068 | 89 |  |  | 89 |  | 445 |  |  |  |  | 3293 | 3052.4 | 100515.532 | 3293 | 0
28 | Fabrication of heavy steel work, with angle, tees, flat iron round iron and sheet iron for making trusses, girders, tanks, etc., including cutting, drilling, revitting, handling, assembling and fixing, but excluding erection in position. | 100 | 1339.8349 | 669.9174 |  | 2344.7111 | 1674.7936 |  | 4019.5047 | 334.9587 |  |  | 334.9587 |  | 1674.7936 |  |  |  |  | 12393.4727 | 37098.85 | 4597835.8612 | 12393.4727 | 0
29 | Supply and erection of PVC pipe for wiring recessed in walls, including inspection boxes, pull boxes, hooks, cutting jharries and repairing surface, etc. complete with all specials. | [18 empty] | 0 |  |  | 0 | 0
a) | 20mm (3/4") i/d. | 1 | 240 | 120 |  | 420 | 300 |  | 720 | 60 |  |  | 60 |  | 300 |  |  |  |  | 2220 | 112.25 | 249195 | 2220 | 0
b) | 25 mm (1") i/d | 1 | 120 | 60 |  | 210 | 150 |  | 360 | 30 |  |  | 30 |  | 150 |  |  |  |  | 1110 | 133.6 | 148296 | 1110 | 0
c) | 50 mm (2") i/d | 1 | 60 | 30 |  | 105 | 75 |  | 180 | 15 |  |  | 15 |  | 75 |  |  |  |  | 555 | 231.55 | 128510.25 | 555 | 0
30 | Supply and erection of single core PVC insulated copper conductor cables, in prepaid P.V.C. pile/M.S. conduit/G.I. pipe/wooden strip batten/wooden casing and caping/G.I. wire/trenches (rate for cables only) (a) 250/440 volts, P.V.C. insulated. | [18 empty] | 0 |  |  | 0 | 0
a) | 3/0.74mm (3/0.029"). | 1 | 720 | 360 |  | 1260 | 900 |  | 2160 | 180 |  |  | 180 |  | 900 |  |  |  |  | 6660 | 35.7 | 237762 | 6660 | 0
b) | 7/0.74mm (7/0.029"). | 1 | 240 | 120 |  | 420 | 300 |  | 720 | 60 |  |  | 60 |  | 300 |  |  |  |  | 2220 | 56.3 | 124986 | 2220 | 0
31 | Supply and erection of copper conductor cable for service connection in prepaid pipe/G.I. wire/trenches, etc. (rate for cable only) (a) PVC insulated, PVC sheathed, twin core, 250/440 volts 7/0.44" (7/1.12mm). | 1 | 160 | 80 |  | 280 | 200 |  | 480 | 40 |  |  | 40 |  | 200 |  |  |  |  | 1480 | 237.65 | 351722 | 1480 | 0
32 | Supply and connection of M.S. sheet box of 16 SWG, 10 cm (4") deep with 4.75 mm thick (3/16") bakelite sheet top, for recessed wiring, including making holes for regulators switches, plugs etc. | [18 empty] | 0 |  |  | 0 | 0
a) | 10 x 10 cm (4" x 4"). | 1 | 4 | 2 |  | 7 | 5 |  | 12 | 1 |  |  | 1 |  | 5 |  |  |  |  | 37 | 382.3 | 14145.1 | 37 | 0
b) | 17.5 x 10 cm (7" x 4"). | 1 | 4 | 2 |  | 7 | 5 |  | 12 | 1 |  |  | 1 |  | 5 |  |  |  |  | 37 | 522.75 | 19341.75 | 37 | 0
c) | 22.5 x 10 cm (9" x 4"). | 1 | 4 | 2 |  | 7 | 5 |  | 12 | 1 |  |  | 1 |  | 5 |  |  |  |  | 37 | 668.8 | 24745.6 | 37 | 0
33 | Supply and erection of switches 5 amp. Piano Type. | 1 | 80 | 40 |  | 140 | 100 |  | 240 | 20 |  |  | 20 |  | 100 |  |  |  |  | 740 | 102.7 | 75998 | 740 | 0
34 | Supply and erection of ceiling rose, bakelite. | 1 | 16 | 8 |  | 28 | 20 |  | 48 | 4 |  |  | 4 |  | 20 |  |  |  |  | 148 | 96.3 | 14252.4 | 148 | 0
35 | Supply and erection of wall socket with 3 pin 5 amp shoe. | 1 | 8 | 4 |  | 14 | 10 |  | 24 | 2 |  |  | 2 |  | 10 |  |  |  |  | 74 | 204.7 | 15147.8 | 74 | 0
36 | Supply and erection of 3 pin switch and plug combined recessed type (ii) 10/15 amp. | 1 | 4 | 2 |  | 7 | 5 |  | 12 | 1 |  |  | 1 |  | 5 |  |  |  |  | 37 | 213.1 | 7884.7 | 37 | 0
37 | P/F wall mounted DB (Distribution Board) made with 16SWG Sheet (Recessded/Surface mounted Type), Powder coated Paint, i/c the cost of Lock, Indication lights,Thimble, Copper Comb, Wiring, Netural & Earth Bar, Door Earthing, Digital Voltmeter,Digital Ammeter,Volt Selector Switch,Ammeter selector switch,Current Transformers and Controles Complete in all respect as approved and directed by the Engineer Incharge (Breakers will be Paid Separately)(a) 6" deep (i) 20~60A | 1 | 4 | 2 |  | 7 | 5 |  | 12 | 1 |  |  | 1 |  | 5 |  |  |  |  | 37 | 24422.65 | 903638.05 | 37 | 0
38 | Suppling,Installation and comissioning of MCB (Miniature Circuit Breaker) of specified rating made of LEGRAND FRANCE/ GE U.S.A / SCHNEIDER GERMANY /SIEMEN GERMAN/TERASAKI JAPAN/ ABB SWITZERLAND in prelaid DBs and Panels i/c the cost of screwes,necessary wire complet Single Pole(iii) 6-63 Amp (10 KA) | 1 | 24 | 12 |  | 42 | 30 |  | 72 | 6 |  |  | 6 |  | 30 |  |  |  |  | 222 | 1453.75 | 322732.5 | 222 | 0
39 | Supplying, Installation and commissioning of MCCB (Moulded Case Circuit Breaker)of specified rating made of LEGRAND FRANCE /GEU.S.A/ SCHNEIDER GERMANY/ TERASAKI JAPAN/ SIEMEN/ ABBSWITZERLAND or approved equivalent manufacturer (withfixedThermal-MagneticTrip)in prelaid DB sand Panels i/c the cost of screws, necessary wire complete in all respect as approved and directed by the EngineerIncharge. a) Triple Pole (ii) 15-100 Amp (10 KA,15KA) | 1 | 8 | 4 |  | 14 | 10 |  | 24 | 2 |  |  | 2 |  | 10 |  |  |  |  | 74 | 13796.3 | 1020926.2 | 74 | 0
40 | Supplying, Installation and commissioning of MCCB (Moulded Case Circuit Breaker)of specified rating made of LEGRAND FRANCE /GEU.S.A/ SCHNEIDER GERMANY/ TERASAKI JAPAN/ SIEMEN/ ABBS WITZERLAND or approved equivalent manufacturer (withfixedThermal-MagneticTrip)in prelaid DB sand Panels i/c the cost of screws, necessary wire complete in all respect as approved and directed by the EngineerIncharge. a) Triple Pole With Adjustable Thermal-Magnetic Trip /Electronic Trip (60-100%) (i) 25-100 Amp | 1 | 4 | 2 |  | 7 | 5 |  | 12 | 1 |  |  | 1 |  | 5 |  |  |  |  | 37 | 19859.4 | 734797.8 | 37 | 0
41 | Supply and erection of tube light, including rod, choke, starter with frame, flexible wire, including connection from ceiling rose, etc., complete ii)single rod (40 watts) with one choke and one starter. | 1 | 12 | 6 |  | 21 | 15 |  | 36 | 3 |  |  | 3 |  | 15 |  |  |  |  | 111 | 1995.3 | 221478.3 | 111 | 0
42 | Supply and erection of bakelite button holder shade, large size | 1 | 12 | 6 |  | 21 | 15 |  | 36 | 3 |  |  | 3 |  | 15 |  |  |  |  | 111 | 178.75 | 19841.25 | 111 | 0
43 | Carriage of 100 Cf t. (2.83 cu.m) of all materials like stone aggregate, spawl, kankar lime (unslaked), surkhi , etc. or 150 Cf t. (4.25 cu.m) timber, by truck or by any othermeans owned by the contractor from Sakhi Sarwar Quarry to site 275 Km including first 11KM hilly area. | [18 empty] | 0 |  |  | 0 | 0
i | PCC 1:4:8 | 100 | 405.5518 | 202.7759 |  | 709.7156 | 506.9397 |  | 1216.6554 | 101.3879 |  |  | 101.3879 |  | 506.9397 |  |  |  |  | 3751.354 | 14042.6 | 526787.64 | 3751.354 | 0
ii | PCC 1:2:4 | 100 | 161.4272 | 80.7136 |  | 282.4976 | 201.784 |  | 484.2816 | 40.3568 |  |  | 40.3568 |  | 201.784 |  |  |  |  | 1493.2016 | 14042.6 | 209684.3279 | 1493.2016 | 0
iii | RCC 1.2.4 | 100 | 607.4591 | 303.7296 |  | 1063.0535 | 759.3239 |  | 1822.3773 | 151.8648 |  |  | 151.8648 |  | 759.3239 |  |  |  |  | 5618.9968 | 14042.6 | 789053.2479 | 5618.9968 | 0
iv | DPC 1.2.4 | 100 | 28.38 | 14.19 |  | 49.665 | 35.475 |  | 85.14 | 7.095 |  |  | 7.095 |  | 35.475 |  |  |  |  | 262.515 | 14042.6 | 36863.9314 | 262.515 | 0
9 | Pump House
1 | Excavation in foundation of building, bridges and other structures, including dagbelling, dressing, refilling around structure with excavated earth, watering and ramming lead up to one chain and lift upto 5 ft. In ordinary soil (above 5 ft depth) | 1000 |  |  |  |  | 60639.3519 |  | 44596.7658 |  | 25000.7506 | 21403.7907 |  |  | 125135.8496 |  |  |  |  | 276776.5086 | 12735.6 | 3524914.903 | 216927882.821 |  | 63826446.6244
2 | Extra for slush or Daldal including dewatering. | 1000 |  |  |  |  | 60639.3519 |  | 44596.7658 |  | 25000.7506 | 21403.7907 |  |  | 125135.8496 |  |  |  |  | 276776.5086 | 12038.4 | 3331946.3212 |  |  | 36383456.567
3 | Cement concrete plain including, placing, compacting, finishing and curing complete (including screening and washing of stones aggregate) | [18 empty] | 0 |  |  |  |  | 23384765.3163
| a) Nominal mix ratio 1:4:8 | 100 |  |  |  |  | 2087.7431 |  | 971.791 |  | 733.6677 | 736.1262 |  |  | 1808.1333 |  |  |  |  | 6337.4614 | 34694.3 | 2198737.8618 |  |  | 23362466.8526
| b) Nominal mix ratio 1:2:4 | 100 |  |  |  |  | 1164.376 |  | 501.676 |  | 432.536 | 432.536 |  |  | 577.896 |  |  |  |  | 3109.02 | 47135.9 | 1465464.5582 |  |  | 69970747
4 | Providing and fabrication of mild steel reinforcement for cement concrete, including cutting , bending, laying in position, making joints and fastening, including cost of binding wire and labour charges for binding of steel reinforcement (also includes removal of rust from bars).Deformed Bars (Grade 60) | 100 |  |  |  |  | 117054.4686 |  | 63787.4339 |  | 40723.1332 | 40760.5282 |  |  | 129118.0059 |  |  |  |  | 391443.5697 | 30376.9 | 118908421.7128 |  |  | 216927882.3604
5 | Providing and laying reinforced cement concrete (including prestressed concrete), using Sulphate resisting cement; coarse sand and screened graded and washed aggregate, in required shape and design, including forms, moulds, shuttering, lifting, compacting, curing, rendering and finishing exposed surface, complete 2) Plastering done under soffit of R.C.C. (but excluding the cost of steel reinforcement, its fabrication and placing in position etc.) | [18 empty] | 0
| a) Reinforced cement concrete in roof slab, beams, columns lintels, girders and other structural members laid in situ or precast laid in position, or prestressed members cast in situ, complete in all respects. Type B (nominal mix 1:1.5:3) | 1 |  |  |  |  | 16160.0506 |  | 9101.68 |  | 5753.3425 | 5794.4625 |  |  | 18946.31 |  |  |  |  | 55755.8456 | 817.55 | 45583191.5907
| b) Reinforced cement concrete in roof slab, beams, columns lintels, girders and other structural members laid in situ or precast laid in position, or prestressed members cast in situ, complete in all respects. Type B (nominal mix 1:1.5:3) | 1 |  |  |  |  | 9852.0535 |  | 5073.3053 |  | 3296.2426 | 3263.4326 |  |  | 9746.5802 |  |  |  |  | 31231.6143 | 670.5 | 20940797.3881
6 | Bitumen coating to plastered or cement concrete surface. 14 lbs per 100 Sft (6.35 Kg. per Sq.m) | 100 |  |  |  |  | 6041.913 |  | 5294.2214 |  | 3466.0362 | 3489.5022 |  |  | 9774.575 |  |  |  |  | 28066.2478 | 1645.1 | 461717.8426
7 | Single layer of tiles 9"x4½"x1½" (225x113x40 mm) laid over 4"(100 mm) earth and 1" (25 mm) mud plaster without Bhoosa, grouted with cement sand 1:3 on top of RCC roof slab, provided with 34 lbs. per %Sft. or 1.72 Kg/Sq.m bitumen coating sand blinded. | 100 |  |  |  |  | 1758.1539 |  | 997.5381 |  | 648.7825 | 648.7825 |  |  | 1394.2756 |  |  |  |  | 5447.5326 | 13179.6 | 717963.0065
8 | Providing and laying polythene sheet under floor or roof complete 500 gauge. | 1 |  |  |  |  | 1758.1539 |  | 997.5381 |  | 648.7825 | 648.7825 |  |  | 1394.2756 |  |  |  |  | 5447.5326 | 11 | 59922.8586
9 | Providing, laying, cutting, jointing, testing and disinfecting PVC/ uPVC pipe line with `B' Class working pressure complete in all respects:- 4" i/d (100 mm) | 1 |  |  |  |  | 144 |  | 111 |  | 46 | 46 |  |  | 282 |  |  |  |  | 629 | 514.9 | 323872.1
10 | Providing and installing P.V.C. bends, of B.S.S.b) 4" i/d (100 mm) | 1 |  |  |  |  | 12 |  | 6 |  | 4 | 4 |  |  | 12 |  |  |  |  | 38 | 849.7 | 32288.6
11 | Making top khurra on roof 2' x 2' x 6". | 1 |  |  |  |  | 6 |  | 6 |  | 4 | 4 |  |  | 6 |  |  |  |  | 26 | 1159.65 | 30150.9
12 | Providing and fixing windows consisting of M.S. box section frame 2"x1½", (50x40mm) leaves frame 1½"x1" (40x25mm) box section frame for glazing 3/8"x3/8" (10x10mm) using 16 SWG sheet 'U' shaped rubber supported with 1"x1/8" (25x3mm) M.S. flat for fixing 3/16" (5 mm) thick glass panes M.S. box section ½"x½" (13x13mm) of 16 SWG for fixing 24 SWG wire gauze on outer side by means of ¾"x1/8" (20x3mm) M.S. flat and screws including grill of M.S. flat ½"x1/8" (13x3mm) or ¼"x¼" (6x6mm) square bar with independent frame of ½"x½" (13x13mm) box section of 16 SWG i/c all C.P. fitting and painting 3 coats complete in all respect. | 1 |  |  |  |  | 607.92 |  | 367.92 |  | 271.92 | 271.92 |  |  | 463.92 |  |  |  |  | 1983.6 | 2180.7 | 4325636.52
13 | Making and fixing steel grated door with 1/16" thick 1.5mm) sheeting, including angle iron frame 2"x2"x3/8" (50x50x10 mm) and ¾" (20 mm) square bars 4" (100 mm) | 1 |  |  |  |  | 196 |  | 176 |  | 176 | 176 |  |  | 184 |  |  |  |  | 908 | 2767 | 2512436
14 | Distempering:- 2 coats | 100 |  |  |  |  | 5921.946 |  | 3581.604 |  | 2528.601 | 2528.601 |  |  | 4838.895 |  |  |  |  | 19399.647 | 1212.35 | 235191.6204
15 | Providing and applying weather shield paint of approved quality on external surface of building including preparation of surface, application of primer complete in all respect: | 100 |  |  |  |  | 5354.995 |  | 3896.508 |  | 2362.251 | 2362.251 |  |  | 6169.1943 |  |  |  |  | 20145.1993 | 7379.1 | 1486534.4015
16 | Preparing surface and painting of doors and windows any type (including edges):- | 100 |  |  |  |  | 356 |  | 336 |  | 168 | 168 |  |  | 344 |  |  |  |  | 1372 | 3052.4 | 41878.928
17 | Providing and fixing 1¼x1¼"x3/16" (31x31x5 mm) angle" iron step, in manhole chambers, including carriage and setting the same in work to correct lines and levels. | 1 |  |  |  |  | 99 |  | 64 |  | 28 | 28 |  |  | 150 |  |  |  |  | 369 | 680.75 | 251196.75
18 | Providing/fixing stair railing consisting of M.S. Box section size 1-1/2"x3" of 16 SWG welded with M.S. flat 1"x1/8" continuously and welded over M.S. square bars 5/8"x5/8"punched in M.S. flat 2 ¾' high @ 5½" c/c fixed in steps of stair I/C painting 3 coats complete. | 1 | [6 empty] | 71.86 | [5 empty] | 40 |  |  |  |  | 111.86 | 1125.2 | 125864.872
19 | Providing and fixing trash rack as per drawing | 1 |  |  |  |  | 1368 |  | 368 |  | 184 | 184 |  |  | 696 |  |  |  |  | 2800 | 603 | 1688400
20 | Providing and layingTuff Pavers, having 7000PSI ,crushing strength of approved manufa cturer, over2"to3" sand cushion i/c grouting withsand in joints i/c finishing to require slope . complete in all respect. (50% Grey / 50% Coloured) 60-mm thick | 1 |  |  |  |  | 2738.75 |  | 1682.7508 |  | 1417.6664 | 1417.6664 |  |  | 2220.225 |  |  |  |  | 9477.0586 | 205.4 | 1946587.8364
21 | Providing & laying graded bajri ½" to 2" gauge on level (including carriage). | 100 |  |  |  |  | 738.42 |  | 418.97 |  | 272.49 | 272.49 |  |  | 585.6 |  |  |  |  | 2287.97 | 18017.6 | 412237.2827
22 | 1½"(40 mm) thick mosaic flooring, consisting of ½ " mosaic topping of one part of cement and marble powder in the ratio of 3:1 and two parts of marble chips, laid over 1"(25 mm) thick floor of 1:2:4 cement concrete, including rubbing and polishing complete with finishing :-using grey cement | 100 |  |  |  |  | 1758.1539 |  | 997.5381 |  | 648.7825 | 648.7825 |  |  | 1394.2756 |  |  |  |  | 5447.5326 | 29658.5 | 1615656.4562
23 | Mosaic dado or skirting with one part of cement and marble powder in the ratio of 3:1 and two parts of marble chips, laid over ½"(13 mm) thick cement plaster 1:3, including rubbing and polishing, complete with finishing:(a) using grey cement: i) 1/2"(13 mm) thick | 100 |  |  |  |  | 112.84 |  | 72.1 |  | 53.42 | 53.42 |  |  | 93.35 |  |  |  |  | 385.13 | 19146.85 | 73740.2634
24 | Providing and fixing marble strip of any shade for dividing the mosaic flooring into panels(a) Size 1½" x 3/8" (40 x 10 mm) | 1 |  |  |  |  | 900.26 |  | 519.15 |  | 389.75 | 389.75 |  |  | 723.4 |  |  |  |  | 2922.31 | 39.6 | 115723.476
25 | Providing and embedding 10"(250mm) wide PVC water stopper in expansion joints of RCC structures (Retaining walls, water tanks, Slabs) complete in all respect. 10mm thick | 1 |  |  |  |  | 473.5 |  | 236.66 |  | 173.29 | 176.57 |  |  | 312.94 |  |  |  |  | 1372.96 | 809.4 | 1111273.824
26 | Supply and erection of PVC pipe for wiring recessed in walls, including inspection boxes, pull boxes, hooks, cutting jharries and repairing surface, etc. complete with all specials. | [18 empty] | 0
| a) 20mm (3/4") i/d. | 1 |  |  |  |  | 500 |  | 150 |  | 100 | 100 |  |  | 350 |  |  |  |  | 1200 | 112.25 | 134700
| b) 25 mm (1") i/d | 1 |  |  |  |  | 300 |  | 150 |  | 100 | 100 |  |  | 250 |  |  |  |  | 900 | 133.6 | 120240
27 | Supply and erection of single core PVC insulated copper conductor cables, in prepaid P.V.C. pile/M.S. conduit/G.I. pipe/wooden strip batten/wooden casing and caping/G.I. wire/trenches (rate for cables only) (a) 250/440 volts, P.V.C. insulated. | [18 empty] | 0
| a) 3/0.74mm (3/0.029"). | 1 |  |  |  |  | 1000 |  | 500 |  | 250 | 250 |  |  | 1000 |  |  |  |  | 3000 | 35.7 | 107100
| b) 7/0.74mm (7/0.029"). | 1 |  |  |  |  | 500 |  | 300 |  | 200 | 200 |  |  | 500 |  |  |  |  | 1700 | 56.3 | 95710
28 | Supply and connection of M.S. sheet box of 16 SWG, 10 cm (4") deep with 4.75 mm thick (3/16") bakelite sheet top, for recessed wiring, including making holes for regulators switches, plugs etc. | [18 empty] | 0
| b) 17.5 x 10 cm (7" x 4"). | 1 |  |  |  |  | 10 |  | 5 |  | 3 | 3 |  |  | 10 |  |  |  |  | 31 | 522.75 | 16205.25
29 | Supply and erection of switches 5 amp. Piano Type. | 1 |  |  |  |  | 50 |  | 35 |  | 20 | 20 |  |  | 50 |  |  |  |  | 175 | 102.7 | 17972.5
30 | Supply and erection of backlite button holder shade, large size. | 1 |  |  |  |  | 15 |  | 10 |  | 5 | 5 |  |  | 15 |  |  |  |  | 50 | 178.75 | 8937.5
31 | Supply and erection of ceiling rose, bakelite. | 1 |  |  |  |  | 15 |  | 10 |  | 5 | 5 |  |  | 15 |  |  |  |  | 50 | 96.3 | 4815
32 | Suppling,Installation and comissioning of MCB (Miniature Circuit Breaker) of specified rating made of LEGRAND FRANCE/ GE U.S.A / SCHNEIDER GERMANY /SIEMEN GERMAN/TERASAKI JAPAN/ ABB SWITZERLAND in prelaid DBs and Panels i/c the cost of screwes,necessary wire completb) Double Pole(iii) 6-63 Amp (10 KA) | 1 |  |  |  |  | 1 |  | 1 |  | 1 | 1 |  |  | 1 |  |  |  |  | 5 | 5616.25 | 28081.25
33 | Suppling,Installation and comissioning of MCB (Miniature Circuit Breaker) of specified rating made of LEGRAND FRANCE/ GE U.S.A / SCHNEIDER GERMANY /SIEMEN GERMAN/TERASAKI JAPAN/ ABB SWITZERLAND in prelaid DBs and Panels i/c the cost of screwes,necessary wire complet Single Pole(iii) 6-63 Amp (10 KA) | 1 |  |  |  |  | 10 |  | 5 |  | 2 | 2 |  |  | 10 |  |  |  |  | 29 | 1453.75 | 42158.75
34 | Providing and fixing Pakistan Energy Label NEECA approved Copper winded wall bracket Fan i/c the cost of necessary cable and hardware for connection as approved and directed by Engineer Incharge.ii) 24" Sweep dia | 1 |  |  |  |  | 10 |  | 6 |  | 4 | 4 |  |  | 10 |  |  |  |  | 34 | 11398.45 | 387547.3
35 | Supply and erection of tube light, including rod, choke, starter with frame, flexible wire, including connection from ceiling rose, etc., complete ii)single rod (40 watts) with one choke and one starter. | 1 |  |  |  |  | 15 |  | 10 |  | 5 | 5 |  |  | 15 |  |  |  |  | 50 | 1995.3 | 99765
| Lining Portion | [18 empty] | 0
36 | Barrow pit excavation undressed lead up to 100 ft in ordinary soil. | 1000 | [6 empty] | 34138.375 |  | 10698.49 | 14034.925 | [7 empty] | 58871.79 | 10533.6 | 620131.8871
37 | Compaction of earth work with power Road Roller, i.c ploughing mixing, moistening earth to optimum moisture content in layer etc; complete 90 % maximum modified AASHO dry denisty | 1000 | [6 empty] | 34138.375 |  | 10698.49 | 14034.925 | [7 empty] | 58871.79 | 1437.5 | 84628.1981
38 | Earthwork excavation in irrigation channels, drains, etc. to designed section, grades and profiles, excavated material disposed off undressed within 50 ft. (15 m) lead:- ordinary Soil | 1000 | [6 empty] | 5910.3 |  | 4319.855 | 4319.855 | [7 empty] | 14550.01 | 5033.7 | 73240.3853
| Cement plaster 1.5" (40 mm) thick ratio 1:6:- | [18 empty] | 0
| a) In bed | 100 | [6 empty] | 1100 |  | 700 | 700 | [7 empty] | 2500 | 6512.05 | 162801.25
| b) On slope | 100 | [6 empty] | 1540 |  | 1168 | 1168 | [7 empty] | 3876 | 7363.45 | 285407.322
39 | Cement concrete lining, using washed screened and graded stone aggregate:- | [18 empty] | 0
| a) In bed, ratio 1:2:4 | 100 | [6 empty] | 376.75 |  | 239.75 | 239.75 | [7 empty] | 856.25 | 49016.9 | 419707.2062
| b) On slope, ratio 1:2:4 | 100 | [6 empty] | 527.45 |  | 400.04 | 400.04 | [7 empty] | 1327.53 | 51301.8 | 681046.7855
40 | Providing and placing cement, sand and bituminous joint sealant in ratio 1:2:3, 1/2" wide, 1" deep. | 1 | [6 empty] | 264 |  | 186.8 | 186.8 | [7 empty] | 637.6 | 17.3 | 11030.48
41 | Bitumen coating to plastered or cement concrete surface:- 10 lbs. per 100 Sft. | 100 | [6 empty] | 132 |  | 93.4 | 93.4 | [7 empty] | 318.8 | 1539.8 | 4908.8824
10 | Inlets
1 | Excavation in foundation of building, bridges, and other structures, including dag belling, dressing refilling around structure with excavated earth, watering and ramming lead upto one chain (30m)and lift upto 5' (1.5 m) (b) in ordinary soil.By Manual | 1000 | [6 empty] | 14140.7599 | 3514.6564 | 12209.0005 | 11890.3253 | 4728.651 | [6 empty] | 46483.3931 | 15824.15 | 735560.1849 | 31715323.4065 | 31715324
2 | Cement concrete plain including, placing, compacting, finishing and curing complete (including screening and washing of stones aggregate) | [18 empty] | 0 |  |  | 0.5935
| a) Nominal mix ratio 1:4:8 | 100 | [6 empty] | 1744.5219 | 463.386 | 1730.8731 | 1730.8731 | 695.079 | [6 empty] | 6364.7331 | 34694.3 | 2208199.5959
| b) Nominal mix ratio 1:2:4 | 100 | [6 empty] | 180.3656 | 48.0975 | 180.3656 | 180.3656 | 72.1462 | [6 empty] | 661.3406 | 47135.9 | 311728.8557
3 | Pacca brick work other than buildings upto 10 feet height. Cement sand mortar ratio 1:4 | 100 | [6 empty] | 2798.8875 | 746.37 | 2798.8875 | 2798.8875 | 1119.555 | [6 empty] | 10262.5875 | 35727 | 3666514.6361
4 | Providing and laying reinforced cement concrete (including prestressed concrete), using Sulphate resisting cement; coarse sand and screened graded and washed aggregate, in required shape and design, including forms, moulds, shuttering, lifting, compacting, curing, rendering and finishing exposed surface, complete 2) Plastering done under soffit of R.C.C. (but excluding the cost of steel reinforcement, its fabrication and placing in position etc.) | [18 empty] | 0
| a) Reinforced cement concrete in roof slab, beams, columns lintels, girders and other structural members laid in situ or precast laid in position, or prestressed members cast in situ, complete in all respects. Type B (nominal mix 1:1.5:3) | 1 | [6 empty] | 2377.125 | 625.5 | 2314.125 | 2314.125 | 938.25 | [6 empty] | 8569.125 | 817.55 | 7005688.1437
| b) Reinforcement cement concrete in slab of rafts/strip foundation, base slab of column and retaining walls, etc and other structural members not requiring form work(i.e horizontal shuttering) complete in all respect: Type B (Nominal Mix 1:1.5:3 ) | 1 | [6 empty] | 823.5 | 216 | 796.5 | 796.5 | 324 | [6 empty] | 2956.5 | 670.5 | 1982333.25
5 | Providing and Fabrication of mild steel reinforcement for cement concrete, including cutting, bending, laying in position, making joints and fastenings, including cost of binding wire and labour charges for binding of steel reinforcement (also includes removal of rust from bars):- Deformed bars (Grade-60). | 100 | [6 empty] | 9601.875 | 2524.5 | 9331.875 | 9331.875 | 3786.75 | [6 empty] | 34576.875 | 30376.9 | 10503382.7419
6 | Providing and laying dry, hand packed stone apron as per drawing | 100 | [6 empty] | 4464.8392 | 949.9872 | 2649.9022 | 2331.227 | 881.6472 | [6 empty] | 11277.6028 | 6849 | 772403.0158
7 | Rehandling of earthwork:Upto a lead of 50 ft. (15 m). | 1000 | [6 empty] | 4880 | 1280 | 4720 | 4720 | 1920 | [6 empty] | 17520 | 5266.8 | 92274.336
8 | Carriage of 100 Cf t. (2.83 cu.m) of all materials like stone aggregate, spawl, kankar lime (unslaked), surkhi , etc. or 150 Cf t. (4.25 cu.m) timber, by truck or by any othermeans owned by the contractor from Sakhi Sarwar Quarry to site 275 Km including first 11KM hilly area. | [18 empty] | 0
i | PCC 1:4:8 | 100 | [6 empty] | 1674.741 | 444.8506 | 1661.6382 | 1661.6382 | 667.2758 | [6 empty] | 6110.1438 | 14042.6 | 858023.0499
i | PCC 1:2:4 | 100 | [6 empty] | 158.7217 | 42.3258 | 158.7217 | 158.7217 | 63.4887 | [6 empty] | 581.9797 | 14042.6 | 81725.0884
ii | RCC 1:1.5:3 | 100 | [6 empty] | 2688.525 | 706.86 | 2612.925 | 2612.925 | 1060.29 | [6 empty] | 9681.525 | 14042.6 | 1359537.8296
iii | Dry Hand Pack Stone | 100 | [6 empty] | 6027.5329 | 1282.4827 | 3577.368 | 3147.1565 | 1190.2237 | [6 empty] | 15224.7638 | 14042.6 | 2137952.6786
11 | Construction of New Quarter for Tube well Operator
1 | Excavation in foundation of building, bridges, and other structures, including dag belling, dressing refilling around structure with excavated earth, watering and ramming lead upto one chain (30m)and lift upto 5' (1.5 m) (b) in ordinary soil. By Manual | 1000 | 72531.6637 | [16 empty] | 72531.6637 | 15824.15 | 1147751.9269 | 157218842.1317
2 | Spraying antitermite liquid mixed with water ratio 1:40 | 1 | 88776.1875 | [16 empty] | 88776.1875 | 12.55 | 1114141.1531
3 | Cement concrete plain including, placing, compacting, finishing and curing complete (including screening and washing of stones aggregate) | [18 empty] | 0
| a) Nominal mix ratio 1:4:8 | 100 | 11548.9237 | [16 empty] | 11548.9237 | 34694.3 | 4006818.2526
4 | Pacca brick work in foundation and plinth in cement sand mortar ratio 1:6. | 100 | 44360.68 | [16 empty] | 44360.68 | 32675.95 | 14495273.6165
5 | Providing and laying damp proof course of cement 1:2:4 (using cement, sand and shingle), including bitumen coating with one coat of bitumen and one coat polythenesheet 500 gauge 1½" thick (40 mm). | 100 | 8834.1094 | [16 empty] | 8834.1094 | 11460.2 | 1012406.6026
6 | Providing and laying vertical damp proof course with cement sand plaster and bitumen coating with one coat of bitumen and one coat of polythene sheet 500 gauge-Ratio 1:3 a) ½ " thick (13 mm) | 100 | 8771.49 | [16 empty] | 8771.49 | 7607.35 | 667277.9445
7 | Filling watering ramming earth under floors with surplus earth from foundation etc. | 1000 | 31674.37 | [16 empty] | 31674.37 | 7547.75 | 239070.2262
8 | Pacca brick work in ground floor. Cement sand mortar Ratio 1:4 | 100 | 47794.11 | [16 empty] | 47794.11 | 35830.6 | 17124916.3777
9 | Providing and laying reinforced cement concrete (including prestressed concrete), using Sulphate resisting cement; coarse sand and screened graded and washed aggregate, in required shape and design, including forms, moulds, shuttering, lifting, compacting, curing, rendering and finishing exposed surface, complete 2) Plastering done under soffit of R.C.C. (but excluding the cost of steel reinforcement, its fabrication and placing in position etc.) - a) Reinforced cement concrete in roof slab, beams, columns lintels, girders and other structural members laid in situ or precast laid in position, or prestressed members cast in situ, complete in all respects. Type C (nominal mix 1:2:4) | 1 | 21724.43 | [16 empty] | 21724.43 | 741.85 | 16116268.3955
10 | Providing and Fabrication of mild steel reinforcement for cement concrete, including cutting, bending, laying in position, 13 making joints and fastenings, including cost of binding wire and labour charges for binding of steel reinforcement (also includes removal of rust from bars):- Deformed bars (Grade-60). | 100 | 65173.29 | [16 empty] | 65173.29 | 30376.9 | 19797625.13
11 | Providing and fixing windows consisting of M.S box section frame 2" x 1½" ( 50 x 40mm) Leaves frame 1½" x 1" (40 x 25 mm) box section frame for glazing 3/8" x 3/8" (10 x 10 mm) using 16 SWG sheet 'U' shaped rubber supported with 1" x 1/8" (25 x 3 mm) M.S. flat for fixing 3/16" (5 mm) thick glass panes M.S. box section 1/2" x 1/2" (13 x 13 mm) of 16 SWG for fixing 24 SWG wire gauge on outer side by means of 3/4" x 1/8" (20 x 3 mm) M.S. flat and screws including grill of M.S. flat 1/2" x 1/8" (13 x 3 mm) or 1/4" x 1/4" (6 x 6 mm) square bar with independent frame of 1/2" x 1/2" (13 x 13 mm) box section of 16 SWG i/c all C.P fitting and painting 3 coats complete in all respect. | 1 | 3276 | [16 empty] | 3276 | 2180.7 | 7143973.2
12 | Providing and fixing mild steel chowkat of doors windows C. windows etc. including holdfast making and threading 18 holes for hinges etc. complete 1½" x 1½" x 1/4" (40 x 40 x 6 mm) welded with M.S. flat 2" x 1/4" (50 m M.S. angle iron). | 1 | 3822 | [16 empty] | 3822 | 457.1 | 1747036.2
13 | Providing and fixing 1½" (40 mm) thick solid flush door shutter sterling or equivalent with commercial ply (5mm thick) on both sides double pressed and deodar wood lapping 1½" x 3/8" (40 mm x 10 mm) around shutter including chromium plated fitting, iron hinges with aluminum kick plate 22 SWG on both sides and finger plate complete in all respect. | 1 | 3822 | [16 empty] | 3822 | 638.85 | 2441684.7
14 | Providing and laying single layer of tile 9" x 4½" x 1½" laid over 4" earth and 1" thick mud plaster without bhoosa, grouted with cement mud (1:3) on top of R.C.C. roof, slab, provided with 34 lbs. per % Sft. Or 1.72 Kg./Sq.m. bitumen coating sand blinded. | 100 | 33854.8438 | [16 empty] | 33854.8438 | 13179.6 | 4461932.9869
15 | Providing and laying polythene sheet under floor or roof complete 500 gauge. | 1 | 34218.8438 | [16 empty] | 34218.8438 | 11 | 376407.2812
16 | Supplying and filling sand under floor or plugging in wells. | 100 | 7420.14 | [16 empty] | 7420.14 | 3987 | 295840.9818
17 | Providing and laying watering and ramming brick ballast 1½" to 2" (40 mm to 50 mm) mixed with 25% sand for floor foundation complete in all respect. | 100 | 9109.1 | [16 empty] | 9109.1 | 12801.2 | 1166074.1092
18 | 1½"(40 mm) thick mosaic flooring, consisting of ½ " mosaic topping of one part of cement and marble powder in the ratio of 3:1 and two parts of marble chips, laid over 1"(25 mm) thick floor of 1:2:4 cement concrete, including rubbing and polishing complete with finishing :-using grey cement | 100 | 22325.3713 | [16 empty] | 22325.3713 | 29658.5 | 6621370.2322
19 | Mosaic dado or skirting with one part of cement and marble powder in the ratio of 3:1 and two parts of marble chips, laid over ½"(13 mm) thick cement plaster 1:3, including rubbing and polishing, complete with finishing:(a) using grey cement: i) 1/2"(13 mm) thick | 100 | 14054.04 | [16 empty] | 14054.04 | 19146.85 | 2690905.9577
20 | Providing and fixing marble strip of any shade for dividing the mosaic flooring into panels(a) Size 1½" x 3/8" (40 x 10 mm) | 1 | 22750 | [16 empty] | 22750 | 39.6 | 900900
21 | Cement concrete plain including, placing, compacting, finishing and curing complete (including screening and washing of stones aggregate) | [18 empty] | 0
| b) Nominal mix ratio 1:2:4 | 100 | 1780.1875 | [16 empty] | 1780.1875 | 47135.9 | 839107.3998
22 | Cement plaster 1:4 upto 20' (6.00 m) height 1/2" (13 mm) thick. | 100 | 113184.6625 | [16 empty] | 113184.6625 | 4614.1 | 5222453.5124
23 | Cement plaster 3/8" (10 mm thick under soffit of R.C.C. roof slabs only, upto 20' height (Ratio 1:3). | 100 | 21116.55 | [16 empty] | 21116.55 | 5264.65 | 1111712.4496
24 | Distempering:- 3 coat | 100 | 99928.2375 | [16 empty] | 99928.2375 | 1548.2 | 1547088.973
25 | Providing and applying weather shield paint of approved quality on external surface of building including preparation of surface, application of primer complete in all respect: | 100 | 31339.945 | [16 empty] | 31339.945 | 7379.1 | 2312605.8815
26 | Cement pointing struck joints on wall upto 20' (6m) height (a) Ratio 1:2 including extra cost of labour and material for red oxide pigment in cement pointing to match with the colour of bricks. | 100 | 65280.215 | [16 empty] | 65280.215 | 5012.65 | 3272268.6972
27 | Providing, laying, cutting, jointing, testing and disinfecting PVC/ uPVC pipe line with `B' Class working pressure complete in all respects:- 4" i/d (100 mm) | 1 | 1183 | [16 empty] | 1183 | 514.9 | 609126.7
28 | Providing and installing P.V.C. bends, of B.S.S.b) 4" i/d (100 mm) | 1 | 182 | [16 empty] | 182 | 849.7 | 154645.4
29 | Making top khurra on roof 2' x 2' x 6". | 1 | 91 | [16 empty] | 91 | 1159.65 | 105528.15
30 | Providing and fixing sliding; bolt to doors iron sliding bolt, 10" (250 mm) long. | 1 | 182 | [16 empty] | 182 | 656.85 | 119546.7
31 | Painting new surface (c) preparing surface and painting of doors and windows any type (including edges) priming coat and 2 subsequent coats of paint. | 100 | 7644 | [16 empty] | 7644 | 3052.4 | 233325.456
32 | Providing and fitting glazed earthen ware water closet, squatter type (Orisa pattern) combined with foot rest white. | 1 | 91 | [16 empty] | 91 | 4105.05 | 373559.55
33 | Providing and fitting "P" trap 10 cm (4") glazed. | 1 | 273 | [16 empty] | 273 | 463.15 | 126439.95
34 | Providing and Fixing chromium plated bib cock (ii)1.5 cm (1/2"). | 1 | 364 | [16 empty] | 364 | 1639.2 | 596668.8
35 | Providing & fitting plastic made low down flushing cistern 13.63 litre (3 gallons) capacity, including bracket set, copper connection, etc. complete (i) white. | 1 | 91 | [16 empty] | 91 | 8069.2 | 734297.2
36 | Providing, laying, cutting, jointing, testing and disinfecting PVC/ uPVC pipe line with `B' Class working pressure complete in all respects:- 4" i/d (100 mm) | 1 | 9100 | [16 empty] | 9100 | 514.9 | 4685590
37 | Providing and installing P.V.C. bends, of B.S.S.b) 4" i/d (100 mm) | 1 | 364 | [16 empty] | 364 | 849.7 | 309290.8
38 | Providing and installing P.V.C. tees, of B.S.S.Class `B' working pressure:-b) 4" i/d (100 mm) | 1 | 364 | [16 empty] | 364 | 2374.25 | 864227
39 | Providing,laying,testing and commissioning of POLYPROPYLENE RANDOM COPOLYMER (PPRC water supply pipe ( Dadex/ Popular/ Beta or approved equivalent manufacturer, withs pecified pressure rating PN (PRESSURE NOMINAL) and conforming to DIN8077-8078 codei/ccost of solvent,specials,making jharries complete in all respect as approved and directed by Engineer Incharge.(Internal/ExternalDiametersmentioned). a) PN-16 pipe | [18 empty] | 0
i | a) 20mm | 1 | 9100 | [16 empty] | 9100 | 62.95 | 572845
ii | b) 25mm | 1 | 4550 | [16 empty] | 4550 | 87.1 | 396305
40 | Providing and fixing looking glass (mirror) 22" x 16" (55 x 40) cm, and 5 mm thick glass first quality. | 1 | 91 | [16 empty] | 91 | 1457.7 | 132650.7
41 | Providing and fixing stainless steel sink with drain board, size 120 x 60 cm (48 x 24") including bracket set, waste pipe and waste coupling. | 1 | 91 | [16 empty] | 91 | 15209.1 | 1384028.1
42 | Providing and fitting. | [18 empty] | 0
| a) Plastic soap dish. | 1 | 91 | [16 empty] | 91 | 1380 | 125580
| b) Plastic towel rail. | 1 | 91 | [16 empty] | 91 | 1610 | 146510
| c) plastic shelf 60x13cm (24" x 5") with bracket and railing. | 1 | 91 | [16 empty] | 91 | 1035 | 94185
43 | Providing and fixing chromium plated tee stop cock 15 mm (1/2"). | 1 | 91 | [16 empty] | 91 | 1999.2 | 181927.2
44 | Supply and erection of PVC pipe for wiring recessed in walls, including inspection boxes, pull boxes, hooks, cutting jharries and repairing surface, etc. complete with all specials. | [18 empty] | 0
| a) 20mm (3/4") i/d. | 1 | 9100 | [16 empty] | 9100 | 112.25 | 1021475
| b) 25 mm (1") i/d | 1 | 4550 | [16 empty] | 4550 | 133.6 | 607880
45 | Supply and erection of single core PVC insulated copper conductor cables, in prepaid P.V.C. pile/M.S. conduit/G.I. pipe/wooden strip batten/wooden casing and caping/G.I. wire/trenches (rate for cables only) (a) 250/440 volts, P.V.C. insulated. | [18 empty] | 0
| a) 3/0.74mm (3/0.029"). | 1 | 27300 | [16 empty] | 27300 | 35.7 | 974610
| b) 7/0.74mm (7/0.029"). | 1 | 9100 | [16 empty] | 9100 | 56.3 | 512330
46 | Supply and erection of copper conductor cable for service connection in prepaid pipe/G.I. wire/trenches, etc. (rate for cable only) (a) PVC insulated, PVC sheathed, twin core, 250/440 volts 7/0.44" (7/1.12mm). | 1 | 18200 | [16 empty] | 18200 | 237.65 | 4325230
47 | Supply and connection of M.S. sheet box of 16 SWG, 10 cm (4") deep with 4.75 mm thick (3/16") bakelite sheet top, for recessed wiring, including making holes for regulators switches, plugs etc. | [18 empty] | 0
| a) 10 x 10 cm (4" x 4"). | 1 | 182 | [16 empty] | 182 | 382.3 | 69578.6
| b) 17.5 x 10 cm (7" x 4"). | 1 | 364 | [16 empty] | 364 | 522.75 | 190281
| c) 22.5 x 10 cm (9" x 4"). | 1 | 91 | [16 empty] | 91 | 668.8 | 60860.8
48 | Supply and erection of switches 5 amp. Piano Type. | 1 | 3185 | [16 empty] | 3185 | 102.7 | 327099.5
49 | Supply and erection of backlite button holder shade, large size. | 1 | 546 | [16 empty] | 546 | 178.75 | 97597.5
50 | Supply and erection of ceiling rose, bakelite. | 1 | 546 | [16 empty] | 546 | 96.3 | 52579.8
51 | Supply and erection of wall socket with 3 pin 5 amp shoe. | 1 | 182 | [16 empty] | 182 | 204.7 | 37255.4
52 | Supply and erection of 3 pin switch and plug combined recessed type (ii) 10/15 amp. | 1 | 182 | [16 empty] | 182 | 213.1 | 38784.2
53 | P/F wall mounted DB (Distribution Board) made with 16SWG Sheet (Recessded/Surface mounted Type), Powder coated Paint, i/c the cost of Lock, Indication lights,Thimble, Copper Comb, Wiring, Netural & Earth Bar, Door Earthing, Digital Voltmeter,Digital Ammeter,Volt Selector Switch,Ammeter selector switch,Current Transformers and Controles Complete in all respect as approved and directed by the Engineer Incharge (Breakers will be Paid Separately)(a) 6" deep (i) 20~60A | 1 | 91 | [16 empty] | 91 | 24422.65 | 2222461.15
54 | Suppling,Installation and comissioning of MCB (Miniature Circuit Breaker) of specified rating made of LEGRAND FRANCE/ GE U.S.A / SCHNEIDER GERMANY /SIEMEN GERMAN/TERASAKI JAPAN/ ABB SWITZERLAND in prelaid DBs and Panels i/c the cost of screwes,necessary wire completb) Double Pole(iii) 6-63 Amp (10 KA) | 1 | 91 | [16 empty] | 91 | 5616.25 | 511078.75
55 | Suppling,Installation and comissioning of MCB (Miniature Circuit Breaker) of specified rating made of LEGRAND FRANCE/ GE U.S.A / SCHNEIDER GERMANY /SIEMEN GERMAN/TERASAKI JAPAN/ ABB SWITZERLAND in prelaid DBs and Panels i/c the cost of screwes,necessary wire complet Single Pole(iii) 6-63 Amp (10 KA) | 1 | 364 | [16 empty] | 364 | 1453.75 | 529165
56 | Supply and erection of 3/8" (10mm) dia M.S. bar fan hook, placed at the time of casting of slab. | 1 | 91 | [16 empty] | 91 | 83.75 | 7621.25
57 | Providing and fixing Pakistan Energy Label NEECA approved Copper winded Ceiling Fan i/c the cost of necessary cable and hardware for connection as approved and directed by Engineer Incharge. 56" Sweep | 1 | 91 | [16 empty] | 91 | 10815.4 | 984201.4
58 | Erecting of ceiling fan along with regulator (all sizes) including carriage local railway station/ store to site of work, electric wire/cable for suspension rod and board connection and cutting, threading on the rod where necessary. | 1 | 91 | [16 empty] | 91 | 663.65 | 60392.15
59 | Supply and erection of tube light, including rod, choke, starter with frame, flexible wire, including connection from ceiling rose, etc., complete ii)single rod (40 watts) with one choke and one starter. | 1 | 546 | [16 empty] | 546 | 1995.3 | 1089433.8
60 | Provided and installed 1 HP electric water pump with 70 ft bore, and successfully installed a 200-gallon water tank including all accessories and plumbing connections. | 1 | 91 | [16 empty] | 91 | 99800 | 9081800
61 | Carriage of 100 Cf t. (2.83 cu.m) of all materials like stone aggregate, spawl, kankar lime (unslaked), surkhi , etc. or 150 Cf t. (4.25 cu.m) timber, by truck or by any othermeans owned by the contractor from Sakhi Sarwar Quarry to site 275 Km including first 11KM hilly area. | [18 empty] | 0
i | PCC 1:4:8 | 100 | 11086.9668 | [16 empty] | 11086.9668 | 14042.6 | 1556898.3999
ii | PCC 1:2:4 | 100 | 1566.565 | [16 empty] | 1566.565 | 14042.6 | 219986.4567
iii | RCC 1.2.4 | 100 | 19117.4984 | [16 empty] | 19117.4984 | 14042.6 | 2684593.8303
iv | DPC 1.2.4 | 100 | 971.752 | [16 empty] | 971.752 | 14042.6 | 136459.2507 | 157218842.1317
12 | Electrical Work
1 | HT Spun Pole 45' | 1 | 25 | [16 empty] | 25 | 71344 | 1783600
2 | HT S/STRUCTURE Pole 36' | 1 | 700 | [16 empty] | 700 | 71680 | 50176000
3 | Earthing | 1 | 700 | [16 empty] | 820 | 5488 | 4500160
4 | Steel -X-ARMS | 1 | 1000 | [16 empty] | 1760 | 8333 | 14666080
5 | 11-KV Disc: Insulator | 1 | 1500 | [16 empty] | 1500 | 4250 | 6375000
6 | Eye Nut/Ahchore Shakle/D.End Clump | 1 | 1200 | [16 empty] | 1200 | 609 | 730800
7 | 11KV Pin Insulator with Pins | 1 | 250 | [16 empty] | 2350 | 1797 | 4222950
8 | D-Shakel + Spool Insulator | 1 | 1000 | [16 empty] | 1000 | 599 | 599000
9 | DA Bolts | 1 | 700 | [16 empty] | 700 | 358 | 250600
10 | Nuts & Bolts 14" | 1 | 500 | [16 empty] | 500 | 208 | 104000
11 | Nuts & Bolts 12" | 1 | 500 | [16 empty] | 500 | 184 | 92000
12 | Nuts & Bolts 02" | 1 | 200 | [16 empty] | 200 | 49 | 9800
13 | Stay Rod + stay strips Complete | 1 | 150 | [16 empty] | 150 | 3935 | 590250
14 | Stay Wire | 1 | 1200 | [16 empty] | 1870 | 399 | 746130
15 | ACSR Rabbit Conductor | 1 | 55000 | [16 empty] | 58200 | 246 | 14317200 | 99163570
16 | Transformer 400-KVA | 1 | 2 | [16 empty] | 2 | 2189000 | 4378000 | 40158955
17 | Transformer 100-KVA | 1 | 5 | [16 empty] | 5 | 506760 | 2533800
18 | Transformer 50-KVA | 1 | 5 | [16 empty] | 5 | 400567 | 2002835
19 | Transformer 25-KVA | 1 | 40 | [16 empty] | 40 | 286340 | 11453600
23 | Plate form D/Edge | 1 | 60 | [16 empty] | 60 | 24290 | 1457400
25 | Nuts & Bolts | 1 | 500 | [16 empty] | 500 | 198 | 99000
26 | D-Fues Fitting Set | 1 | 150 | [16 empty] | 150 | 18250 | 2737500
27 | Steel Crass arm for D fuse Mounting | 1 | 50 | [16 empty] | 50 | 4770 | 238500
28 | LT Capacitor | 1 | 50 | [16 empty] | 50 | 10900 | 545000
29 | LT Spun Pole 31' | 1 | 500 | [16 empty] | 500 | 23650 | 11825000
30 | street light pole bracket 30 mm (1¼") G.I. pipe 2 metre long, complete with 2 No. pole clamp. (Ch-24) [Pump station + Tubewell Rooms) | 1 | 200 | [16 empty] | 200 | 3378.5 | 675700
31 | Supply and erection of pole mounted street light, holders, shade and glass, etc., for fitting 125/250 watts mercury vapour lamp (excluding cost of lamps): ii) Philips design (Ch 24) [Pump station + Tubewell Rooms) | 1 | 200 | [16 empty] | 200 | 6949.8 | 1389960
32 | Supply and fitting of mercury vapour lamp, complete with choke set ii) 250 watt lamp (Ch 24) [Pump station + Tubewell Rooms) | 1 | 200 | [16 empty] | 200 | 4113.3 | 822660
33 | PVC 4/C Cable 19.083 (70mm Armoured | 1 | 5000 | [16 empty] | 5000 | 976 | 4880000
34 | AMR METER HT/LT Type (bi-directional) | 1 | 50 | [16 empty] | 50 | 48900 | 2445000
35 | ATB A-Type 100/5 | 1 | 10 | [16 empty] | 10 | 31300 | 313000
36 | Earthing | 1 | 20 | [16 empty] | 20 | 5488 | 109760
37 | CTs 100/5 Amp | 1 | 80 | [16 empty] | 80 | 10530 | 842400
38 | (A) Cost of 11 KV Line material | 1 | [17 empty] | 0 | 16263340 | 16263340
39 | (B) Cost of Sub Station material | 1 | [17 empty] | 0 | 5598490 | 5598490
40 | (c.) Cost of service and Metering material | 1 | [17 empty] | 0 | 1034832 | 1034832
41 | Earthing Pit & Material will be provided by consumer | 1 | [17 empty] | 0 | 8064000 | 8064000
42 | Contractor Charges/ Foundation Charges 60000 x 700 | 1 | [17 empty] | 0 | 42000000 | 42000000
43 | Feeder Rehablitation Charges / Security | 1 | [17 empty] | 0 | 2000000 | 2000000 | 222873347
44 | 630 KVA TRANSFORMER | 1 | [8 empty] | 2 | [8 empty] | 2 | 2375000 | 4750000 | 13826383 | 14594316
45 | 200 KVA TRANSFORMER | 1 |  |  |  |  | 1 |  | 1 | [10 empty] | 2 | 904422 | 1808844 |  | 767933
46 | D/STRUCTURE PLATEFORM | 1 |  |  |  |  | 1 |  | 1 |  | 5 | [8 empty] | 7 | 24290 | 170030
48 | LT PCC POLE | 1 |  |  |  |  | 1 |  | 1 |  | 25 | [8 empty] | 27 | 23650 | 638550
49 | ATB A TYPE | 1 |  |  |  |  | 2 |  | 2 |  | 3 | [8 empty] | 7 | 31300 | 219100
50 | CTS 100/5 | 1 |  |  |  |  | 8 |  | 8 |  | 12 | [8 empty] | 28 | 10530 | 294840
51 | 25 KVATRANSFORMER | 1 | 1 | 1 | 1 | 1 |  | 1 |  | 1 | [9 empty] | 6 | 286340 | 1718040
52 | S/STRUCTURE PLATEFORM | 1 | 1 | 1 | 1 | 1 |  | 1 |  | 1 | [9 empty] | 6 | 15786 | 94716
53 | HT PCC POLE | 1 | 3 | 1 | 1 | 4 |  | 1 |  | 1 | [9 empty] | 12 | 33000 | 396000
55 | D-Fuse Fitting | 1 | 3 | 3 | 3 | 3 | 3 | 3 | 3 | 3 | 9 | [8 empty] | 33 | 18250 | 602250
56 | ACSR RABBIT | 1 | 930 | 30 | 380 | 1130 | 50 | 380 | 50 | 290 | 150 | [8 empty] | 3390 | 245 | 830550
57 | AMR METER | 1 | 1 | 1 | 1 | 1 | 1 | 1 | 1 | 1 | 1 | [8 empty] | 9 | 35200 | 316800
58 | Pin Insulator with Pins | 1 | 9 | 6 | 6 | 12 | 6 | 6 | 6 | 6 | 8 | [8 empty] | 65 | 1797 | 116805
59 | 11 KV Disc | 1 | 6 |  | 6 | 6 |  | 6 |  | 6 | [9 empty] | 30 | 4250 | 127500
60 | Stay Rods | 1 | 4 |  | 2 | 4 |  | 2 |  | 2 | [9 empty] | 14 | 3591 | 50274
62 | Earth Rods | 1 | 7 | 3 | 4 | 8 | 4 | 4 | 4 | 4 | 20 | [8 empty] | 58 | 1498 | 86884
63 | PVC 4/C 19/.052 | 1 | 30 | 30 | 30 | 30 | 100 | 100 |  | 200 | [9 empty] | 420 | 435 | 182700
64 | PVC 4/C 19/.083 | 1 | [6 empty] | 200 |  | 1000 | [8 empty] | 1300 | 975 | 1267500
65 | Nuts & Bolts | L/S | 1 | 1 | 1 | 1 | 1 | 1 | 1 | 1 | 1 | [8 empty] | 9 | 155000 | 155000
66 | Civil Work Charges (Contactor Charges) | 1 | 3 | 1 | 1 | 4 | 1 | 1 | 2 | 1 | 1 | [8 empty] | 15 | 15000 | 225000 | 236924730 | 3629203
67 | Providing and fixing barbed wire fencing, with 4 horizontal and two cross wires, with R.C.C. 1:2:4 posts, 5.5'x6"x9" (1.68mx150mmx225 mm) at 8 ft. (2.45 m) center to center, reinforced with 4 No. 3/8" (10 mm) dia vertical bars and 1/8" (3 mm) dia stirrups 12" (300 mm) center to center, complete in all respects. in cement concrete 1:4:8 base of size 12"x12"x21" | 100 | 49390 | [16 empty] | 49390 | 69347.9 | 34250927.81 |  | 240553933
68 | Excavation in foundation of building, bridges, and other structures, including dag belling, dressing refilling around structure with excavated earth, watering and ramming lead upto one chain (30m)and lift upto 5' (1.5 m) (b) in ordinary soil. | 1000 | 2062.982 | [16 empty] | 2062.982 | 15824.15 | 32644.9366 |  | -623
69 | Cement concrete plain including, placing, compacting, finishing and curing complete (including screening and washing of stones aggregate) a) Nominal mix ratio 1:4:8 | 100 | 515.7455 | [16 empty] | 515.7455 | 34694.3 | 178934.291
70 | Pacca brick work in foundation and plinth in cement sand mortar ratio 1:6. | 100 | 745.6455 | [16 empty] | 745.6455 | 32675.95 | 243646.7508
71 | Providing and laying damp proof course of cement 1:2:4 (using cement, sand and shingle), including bitumen coating with 2 coats of bitumen: 1½" thick (40 mm). | 100 | 427.5 | [16 empty] | 427.5 | 11851.7 | 50666.0175
72 | Pacca brick work other than building upto 10ft. (3 m) Ratio 1:4 | 100 | 1656.5625 | [16 empty] | 1656.5625 | 35727 | 591840.0844
73 | Cement plaster 1:4 upto 20' (6.00 m) height 1/2" (13 mm) thick. | 100 | 6225.4688 | [16 empty] | 6225.4688 | 4614.1 | 287249.3536
74 | Providing and fixing collapsible gate made of 2"x2"x"¼" (50x50x6 mm) tee iron at top and bottom, channel iron verticals ¾"x¼"x¼"x1/8" (20x6x6x3 mm) at 3" (75 mm) to 5" (125 mm) centre to centre (approximate) and flat iron crosses 3"x3/16" (75x5 mm), and best quality rollers at bottom of 3" (75 mm) diameter including holdfasts, handles 12" (300 mm) long of ¾"x¼"x¼"x1/8" (20x6x6x3 mm) channel iron, locking arrangement inside and outside, painting 3 coats of black Japan enameled, complete in working order. | 1 | 6650 | [16 empty] | 6650 | 1985.95 | 13206567.5
75 | Supply and erection PVC pipe for recessed wiring (main and sub-main) purpose, including bends, specials, etc. in floor, wall or trenches:- 50mm i/d | 1 | 14250 | [16 empty] | 14250 | 234.95 | 3348037.5
76 | Supply and erection of single core PVC insulated copper conductor cables, in prelaid PVC pipe/M.S. conduit/G.I pipe/wooden strip batten/wooden casing an capping/G.I. wire/trenches (rate for cables only):7/0.74 mm (7/0.029") | 1 | 28500 | [16 empty] | 28500 | 56.3 | 1604550 | 53795064.2438
13. Installation of Tubewells | Installation of Tubewells
1 | Providing installation, testing, and commissioning of a vertical deep well turbine tubewell pump with discharge 2 cusec against 70 ft head, including bowl assembly, vertical column pipe with shaft, motor, pre-lubrication tank, foundation fixing and alignment, MCCB/control panel with all electrical connections, cables and accessories from transformer to tubewell including earthing and protection devices, complete suction and delivery piping up to 25 ft outlet basin of approved material (MS/CI) with bends, flanges, valves, gaskets, supports and accessories, carrying out all works for energizing, testing, and full-load commissioning; pump casing in Gray Cast Iron EN-GJL-250, impeller in Stainless Steel grade 1.4408, column pipe coated internally and externally with epoxy paint, materials verified per EN 10204-3.1, minimum 80% efficiency per ISO 9906-1B; motor of reputed manufacturer, vertical solid shaft, IE3 efficiency class, 15 kW (20 HP, 1450 rpm), 4-pole, 3-phase, 50 Hz, 380/400 V, manufacturer to have in-house hydraulic and metallurgical testing facility, complete in all respects suitable for tubewell application. [including transportation and all overhead charges] | 1 | 37 | [16 empty] | 37 | 4350150 | 160955550
2 | Providing installation, testing and commissioning of horizontal centrifugal pump having discharge capacity of 10 cusec against 30 ft - 35 ft head including pump, motor, bowl assembly, column set, pre-lubrication tank, foundation fixing and alignment, MCCB/control panel with all electrical cables and connections from transformer to pump including earthing and protection devices, complete suction piping inside the chamber (SS/MS/CI) and delivery piping up to the outlet basin (40–50 ft) of approved material (Fibre reinforced cement/upvc of suitable internal diameter size as approved by E-in-C) with all bends, flanges, gaskets, supports and accessories, and carrying out all works necessary for energizing, testing and full-load commissioning of the complete pump set in all respects.. Pump shall have min. 81% efficiency which should be verified according to ISO 9906-1B standard. Material of pump casing shall be Gray cast iron EN-GJL-250 having impeller in Stainless Steel grade 1.4408. Pump shall be coated internally with epoxy paint. Material of pump shall be verified according to material test certificate EN 10204-3.1. Motor shall be of reputed manufacturer having min. IE3 efficiency class. Rating of motor to be 37 KW (50HP, 950 rpm)/6 pole, 3 phase, 50 Hz, 380/400 Volts. Manufacturer shall have its own testing facility to verify pumps hydraulic performance testing. Manufacturer shall have its own material testing lab to verify metallurgical testing. [including transportation and all overhead charges] | 1 | 8 | [16 empty] | 8 | 3886124 | 31088992
3 | Providing installation, testing and commissioning of horizontal centrifugal pump having discharge capacity of 10 cusec against 40 ft - 45 ft head including pump, motor, bowl assembly, column set, pre-lubrication tank, foundation fixing and alignment, MCCB/control panel with all electrical cables, accessories and connections from transformer to pump including earthing and protection devices, complete suction piping inside the chamber (SS/MS/CI) and delivery piping up to the outlet basin (40–50 ft) of approved material (Fibre reinforced cement/upvc of suitable internal diameter size as approved by E-in-C) with all bends, flanges, valves, gaskets, supports and accessories, and carrying out all works necessary for energizing, testing and full-load commissioning of the complete pump set in all respects.. Pump shall have min. 82% efficiency which should be verified according to ISO 9906-1B standard. Material of pump casing shall be Gray cast iron EN-GJL-250 having impeller in Stainless Steel grade 1.4408. Pump shall be coated internally with epoxy paint. Material of pump shall be verified according to material test certificate EN 10204-3.1. Motor shall be of reputed manufacturer having min. IE3 efficiency class. Rating of motor to be 45 KW (60HP, 950 rpm)/6 pole, 3 phase, 50 Hz, 380/400 Volts. Manufacturer shall have its own testing facility to verify pumps hydraulic performance testing. Manufacturer shall have its own material testing lab to verify metallurgical testing. [including transportation and all overhead charges] | 1 | 6 | [16 empty] | 6 | 4140119 | 24840714
4 | Providing installation, testing and commissioning of horizontal centrifugal pump having discharge capacity of 20 cusec against 30 ft - 35 ft head including pump, motor, bowl assembly, column set, pre-lubrication tank, foundation fixing and alignment, MCCB/control panel with all electrical cables, accessories and connections from transformer to pump including earthing and protection devices, complete suction piping inside the chamber (SS/MS/CI) and delivery piping up to the outlet basin (40 -- 50 ft) of approved material (Fibre reinforced cement/upvc of suitable internal diameter size as approved by E-in-C) with all bends, flanges, valves, gaskets, supports and accessories, and carrying out all works necessary for energizing, testing and full-load commissioning of the complete pump set in all respects.. Pump shall have min. 83% efficiency which should be verified according to ISO 9906-1B standard. Material of pump casing shall be Gray cast iron EN-GJL-250 having impeller in Stainless Steel grade 1.4408. Pump shall be coated internally with epoxy paint. Material of pump shall be verified according to material test certificate EN 10204-3.1. Motor shall be of reputed manufacturer having min. IE3 efficiency class. Rating of motor to be 75 KW (100HP, 950 rpm)/8 pole, 3 phase, 50 Hz, 380/400 Volts. Manufacturer shall have its own testing facility to verify pumps hydraulic performance testing. Manufacturer shall have its own material testing lab to verify metallurgical testing. [including transportation and all overhead charges] | 1 | 1 | [16 empty] | 1 | 8178639 | 8178639
5 | Providing installation, testing and commissioning of vertical tubular casing pump with ever cleaning blades having discharge capacity of 40 cusec against 16-25 ft head including pump, motor, bowl assembly, column set, pre-lubrication tank, foundation fixing and alignment, MCCB/control panel with all electrical cables, accessories and connections from transformer to pump including earthing and protection devices, complete suction piping inside the chamber (SS/MS/CI) and delivery piping up to the outlet basin (40–50 ft) of approved material (Fibre reinforced cement/upvc of suitable internal diameter size as approved by E-in-C) with all bends, flanges, valves, gaskets, supports and accessories, and carrying out all works necessary for energizing, testing and full-load commissioning of the complete pump set in all respects. . Pump shall have min. 84% efficiency which should be verified according to ISO 9906-1B standard. Material of pump casing shall be Gray cast iron JL-1040 having propeller (ever cleaning blades) in Stainless Steel grade 1.4408. Pump and column pipe shall be coated internally and externally with epoxy paint. Material of pump shall be verified according to material test certificate EN 10204-3.1. Motor shall be of reputed manufacturer having min. IE3 efficiency class. Vertical solid shaft. Rating of motor to be 110 KW (150HP, 450 rpm)/8 pole, 3 phase, 50 Hz, 380/400 Volts. . Manufacturer shall have its own testing facility to verify pumps hydraulic performance testing. Manufacturer shall have its own material testing lab to verify metallurgical testing. [including transportation and all overhead charges] | 1 | 8 | [16 empty] | 8 | 13004544 | 104036352
6 | Providing, installation, testing and comissioning of 5 Ton and more capacity Gantry Craine, with girder bridge type arrangement, fitted with electric motor for its operation and mobility, electric wiring and fixing in position, complete in all rspect. | 1 | 3 | [16 empty] | 3 | 1472223 | 4416669
| Providing, installation, testing and comissioning of 5 Ton and more capacity Gantry Craine, with girder bridge type arrangement, fitted with electric motor for its operation and mobility, electric wiring and fixing in position, complete in all rspect. | 1 | 1 | [16 empty] | 1 | 1315342 | 1315342
7 | Providing, installation, testing and comissioning of 10 Ton and more capacity Gantry Craine, with girder bridge type arrangement, fitted with electric motor for its operation and mobility, electric wiring and fixing in position, complete in all rspect. | 1 | 1 | [16 empty] | 1 | 1472223 | 1472223
8 | Direct Rotary / Reverse Rotary drilling of bore for tubewell in all type of soil except shingle gravel and rock. i). 15 " To 18" ( 500 to 650 mm) | Rft | 8140 | [16 empty] | 8140 | 864.05 | 7033367
9 | Collection of lithological samples with sieve analysis at every 5 ft. interval or change of lithology whichever is earlier. | 1 | 1628 | [16 empty] | 1628 | 80 | 130240
10 | Furnishing sample of water from bore hole. | Per Set of 2 bottles | 37 | [16 empty] | 37 | 232.8 | 8613.6
11 | Providing, installations testing and commissioning of 16” dia fiberglass blind pump housing casing with 6mm wall thickness having quick lock mechanical key joints complete in all respect as per specification and approved by the Engineer. | Rft | 2590 | [16 empty] | 2590 | 5371 | 13910890
12 | Providing and installation of Fibre Glass reducer 16”x10” with wall thickness 5.5 mm. complete in all respect as per specification and approved by the Engineer. | 1 | 74 | [16 empty] | 74 | 35582 | 2633068
13 | Providing and installing Fiberglass Reinforced Polypropelene (FRP) strainer of specifid wall thickness having slot size of 0.9 mm to 1.10 mm in Tubewell borehole i/c the cost of male/female coupling with Nylone Strip,studs complete in all respect as approved and directed by the Engineer Incharge vi) 10" inch dia (6.35 mm thickness | Rft | 4440 | [16 empty] | 4440 | 3866.45 | 17167038
14 | Proving and installation of fiberglass Blank blind casing pipe dia 10” with 5.5” wall thickness. complete in all respect as per specification and approved by the Engineer. | Rft | 740 | [16 empty] | 740 | 3583 | 2651420
15 | Providing and installing Fiber glass Reinforced Polypropelene (FRP) bail plug of specified wall thickness having slot size of 0.9 mm to 1.10 mm in Tubewell bore hole i/c the cost of male / female coupling with Nylone Strip, studs complete in all respect as approved and directed by the Engineer Incharge.vi) 10"dia (6.35mm thickness) | Rft | 370 | [16 empty] | 370 | 3735.5 | 1382135
16 | Providing and installation of centralizer complete in all respect as per specification and approved by the Engineer. | 1 | 148 | [16 empty] | 148 | 1148 | 169904
17 | Shrouding with graded pea gravel 3/8" to 1/8" arround tubewell casing in the bore hole. | Cft | 6520.88 | [16 empty] | 6520.88 | 186.65 | 1217122.252
18 | Testing and Development of tubewell of size 6"(150 mm ) and above continusly. ii) Above 1.5 cs Discharge | Hours | 2664 | [16 empty] | 2664 | 3253.1 | 8666258.4
19 | Supply and erection of copper conducter cables for service connection (rate for cable only), PVC insulated, PVC sheathed 4 core , 600/1100 volt non armoured cable. (7/0.064") | Rft | 1850 | [16 empty] | 1850 | 924.05 | 1709492.5
20 | Excavation of trenches in all kinds of soil except cutting rock, for watersupply pipelines upto 5 ft. (1.5 m) depth from ground level, including trimming, dressing sides leveling the beds of trenches to correct grade and cutting pits for joints, etc. complete in all respects. | 1000 | 118400 | [16 empty] | 118400 | 11293.9 | 1337197.76
21 | Rehandling of earthwork lead upto a lead of 50 ft. | 1000 | 118400 | [16 empty] | 118400 | 5266.8 | 623589.12
22 | Providing,laying,testing and commissioning μPVC (Unplasticized Poly vinyl Chloride Pressure pipe of nominal diameter, conforming to PS-3051/BS-3505, Dadex/ Popular/ Beta or approved equivalent manufacturer,i/c the cost of solvent and specials complete as approved and directed by the Engineer Incharge. a)Class-D 12 inch | Lft | 14800 | [16 empty] | 14800 | 3565 | 52762000
23 | Providing,laying,testing and commissioning μPVC (Unplasticized Poly vinyl Chloride Pressure pipe of nominal diameter, conforming to PS-3051/BS-3505, Dadex/ Popular/ Beta or approved equivalent manufacturer,i/c the cost of solvent and specials complete as approved and directed by the Engineer Incharge. a)Class-D 3 inch | Lft | 555 | [16 empty] | 555 | 500.3 | 277666.5 | 111680002.132
14 | Solarization of Tubewells
1 | Providing installation, testing, and commissioning of a 22.5 kW Solar PV system capable of running a horizontal centrifugal pump with discharge 2 cusec against 70 ft head, pump minimum 81% efficiency, including Tier-1 Bloomberg-certified mono / bi-facial N-type solar panels (JINKO / LONGI / JA / Canadian / AKCome / TW / Trina, 700+ W/panel, 23.5% efficiency), solar pump inverter INVT suitably rated for system capacity, mounted on 12 ft high L2/L3/L4 galvanized steel structure (14 gauge) with complete mechanical and civil works, DC and AC cabling with XLPE/PVC insulated tin-coated copper wires, combiner boxes, AC & DC breakers, SPDs (A+ grade), all distribution/protection boxes (12"×18"×18" SWG or equivalent), PVC pipes, flexible pipes (1–1.5"), thimbles (O-type, U-type with shrouds), Rawl bolts, nuts and bolts, complete earthing system, lightning arrestor, all civil works, foundations, and supports, all electrical connections for net metering with meter, transportation of all materials from warehouse to site, testing, commissioning, and manufacturer-provided maintenance/after-sales service for up to 2 years, complete in all respects as directed by the Engineer-in-Charge. | 1 | 87 | [16 empty] | 87 | 1950150 | 169663050
3 | GNSS (Topographical) Surveying instrument with Base, Rover, Controller complete in all respect | 1 | 1 | [16 empty] | 1 | 1829000 | 1829000
4 | Providing and supplying a complete aerial topographic survey package consisting of a professional RTK-enabled survey drone, high-resolution photogrammetry camera, licensed processing software, additional 8 batteries with charging hub, Ground Control Point (GCP) sets/markers, High graded RTK base station kit with tripod and pole, and 5 TB rugged NVMe SSD storage, complete in all respects (Equivalent: DJI Matrice 350 RTK Drone, Zenmuse P1c etc) | 1 | 1 | [16 empty] | 1 | 4250000 | 4250000
5 | Providing and supplying a Total Station with angle accuracy ≤5″, EDM reflectorless range ≥500 m, prism range ≥1500 m, distance accuracy ±(2 mm + 2 ppm), 30× telescope, dual-axis compensator, rechargeable batteries with charger, prism set with pole, tripod, data storage/USB/Bluetooth interface, carrying case, calibration certificate, and all accessories complete. | 1 | 1 | [16 empty] | 1 | 1475000 | 1475000
6 | Providing and supplying an automatic self-leveling Auto-Level with minimum 32× magnification, ±2 mm/km accuracy, dual-axis compensator, tripod, 2.5 m leveling staff, carrying case, calibration certificate, and all accessories complete. | 1 | 4 | [16 empty] | 4 | 129800 | 519200
7 | Providing and supplying a high-performance workstation laptop with Intel Core i9-14900HX / AMD Ryzen 9 7940HX or higher, 64GB DDR5 RAM, 2TB NVMe Gen-5 M.2 SSD, dedicated NVIDIA RTX 4080 (12GB) or higher GPU, Windows 11 Pro, full-size keyboard with numeric pad, complete with premium laptop bag, wireless headphones (Sennheiser/Beats/Sony/Anker or equivalent), USB 3.2 Gen-2 (10Gbps) flash drive, and Logitech MX Master 3S wireless mouse or equivalent, complete in all respects. | 1 | 2 | [16 empty] | 2 | 850000 | 1700000
8 | Providing installation, testing, and commissioning of a 64 kW Solar PV system capable of operating a horizontal centrifugal pump with discharge 10 cusec against 40 - 45 ft head, pump minimum 82% efficiency verified as per ISO 9906-1B standard, including Tier-1 Bloomberg-certified mono/ bi-facial N-type solar panels (JINKO / LONGI / JA / Canadian / AKCome / TW / Trina, 700+ W/panel, 23.5% efficiency), solar pump inverter INVT suitably rated for system capacity, mounted on 12 ft high L2/L3/L4 galvanized steel structure (14 gauge) with complete mechanical and civil works, DC and AC cabling using XLPE/PVC insulated tin-coated copper wires, combiner boxes, AC & DC breakers, SPDs (A+ grade), all distribution/protection boxes (12"×18"×18" SWG or equivalent), PVC pipes, flexible pipes (1–1.5"), thimbles (O-type, U-type with shrouds), Rawl bolts, nuts and bolts, complete earthing system, lightning arrestor, all civil works, foundations, and supports, electrical connections for net metering with meter, transportation of all materials from warehouse to site, testing, commissioning, and manufacturer-provided maintenance/after-sales service for 2 years, complete in all respects as directed by the Engineer-in-Charge. | 1 | 6 | [16 empty] | 6 | 5061387.5 | 30368325
| Providing installation, testing, and commissioning of a 53.5 kW Solar PV system capable of running a horizontal centrifugal pump with discharge 10 cusec against 30–35 ft head, pump minimum 81% efficiency, including Tier-1 Bloomberg-certified mono / bi-facial N-type solar panels (JINKO / LONGI / JA / Canadian / AKCome / TW / Trina, 700+ W/panel, 23.5% efficiency), solar pump inverter INVT suitably rated for system capacity, mounted on 12 ft high L2/L3/L4 galvanized steel structure (14 gauge) with complete mechanical and civil works, DC and AC cabling with XLPE/PVC insulated tin-coated copper wires (DC 1-core 6 mm, AC 4-core 6 mm, 25 mm PVC/XLPE), combiner boxes, AC & DC breakers, SPDs (A+ grade), all distribution/protection boxes (12"×18"×18" SWG or equivalent), PVC pipes, flexible pipes (1–1.5"), thimbles (O-type, U-type with shrouds), Rawl bolts, nuts and bolts, complete earthing system, lightning arrestor, all civil works, foundations, supports, electrical connections for net metering with meter, transportation of all materials from warehouse to site, testing, commissioning, and manufacturer-provided maintenance/after-sales service for 2 years, complete in all respects as directed by the Engineer-in-Charge. | 1 | 7 | [16 empty] | 7 | 4116450 | 28815150
| Providing installation, testing, and commissioning of a 107 kW Solar PV system for a horizontal centrifugal pump with discharge 20 cusec against 30 - 35 ft head, pump minimum 83% efficiency, including Tier-1 Bloomberg-certified mono/ bi-facial N-type solar panels (JINKO / LONGI / JA / Canadian / AKCome / TW / Trina, 700+ W/panel, 23.5% efficiency), solar pump inverter INVT suitably rated for system capacity, mounted on 12 ft high L2/L3/L4 galvanized steel structure (14 gauge) with complete mechanical and civil works, DC and AC cabling with XLPE/PVC insulated tin-coated copper wires (DC 1-core 6 mm, AC 4-core 6 mm, 25 mm PVC/XLPE), combiner boxes, AC & DC breakers, SPDs (A+ grade), all distribution/protection boxes (12"×18"×18" SWG or equivalent), PVC pipes, flexible pipes (1–1.5"), thimbles (O-type, U-type with shrouds), Rawl bolts, nuts and bolts, complete earthing system, lightning arrestor, all civil works, foundations, and supports, all electrical connections for net metering with meter, transportation of all materials from warehouse to site, testing, commissioning, and manufacturer-provided maintenance/after-sales service for up to 2 years, complete in all respects as directed by the Engineer-in-Charge. | 1 | 1 | [16 empty] | 1 | 8787425 | 8787425
a | Surface water Monitoring for Construction Phase | Lump Sump | [17 empty] | 0 |  | 1300000
b | Groundwater Monitoring for Construction Phase | Lump Sump | [17 empty] | 0 |  | 700000
c | Ambient Air Quality Monitoring for Construction Phase | Lump Sump | [17 empty] | 0 |  | 500000
a | Surface water MonitoringFor Operational Phase | Lump Sump | [17 empty] | 0 |  | 500000
b | Groundwater Monitoring For Operational Phase | Lump Sump | [17 empty] | 0 |  | 500000
a | Drinking Water Monitoring for Drinking Water & Groundwater Monitoring near disposal Pit | Lump Sump | [17 empty] | 0 |  | 250000
b | Groundwater Monitoring for Drinking Water & Groundwater Monitoring near disposal Pit | Lump Sump | [17 empty] | 0 |  | 250000
a | Training Session | Lump Sump | 5 | [16 empty] | 5 | 100000 | 500000
13 | Emergency Plan | Lump Sump | 1 | [16 empty] | 1 |  | 1500000
14 | Environmental Audit Cost | Lump Sump | 3 | [16 empty] | 3 | 500000 | 1500000
15 | Site Visits by Regulatory Authorities | Lump Sump | 1 | [16 empty] | 1 |  | 500000
a | Sign Board for traffic management cost | Lump Sump | 1 | [16 empty] | 1 |  | 125000
b | Barricading Fence along Access Roads for traffic management cost | Lump Sump | 1 | [16 empty] | 1 |  | 100000 | [7 empty] | 0
c | Temporary Speed Breakers for traffic management cost | Lump Sump | 1 | [16 empty] | 1 |  | 100000 | [5 empty] | 187601.82 | 40000 | 227601.82
d | Controlling Dust Pollution for traffic management cost | Lump Sump | 1 | [16 empty] | 1 |  | 175000 | [5 empty] | 101544.2 | 40000 | 141544.2
e | Relocation of amenities and localized widening of road and barrier for traffic management cost | Lump Sump | 1 | [16 empty] | 1 |  | 500000 | 9000000 |  |  |  |  | 134924 | 40000 | 174924
[28 empty] | 207719.6 | 40000 | 247719.6
[28 empty] | 274993.6 | 156780 | 431773.6
[21 empty] | Total | 2262703047.6387 | [5 empty] | 141014 | 40000 | 181014
[28 empty] | 301093.6 | 156780 | 457873.6
[21 empty] | Required | 2279229198.29 | [5 empty] | 143304 | 40000 | 183304
[28 empty] | 1426668.4 | 156780 | 1583448.4
[21 empty] | Diffrance | -16526150.6513 | 16069459 | [6 empty] | 3629203.22
4726644
[22 empty] | -1553509.6513 | 11342815
3629203
623
0

## BOQ with Rates (3) (hidden)
MITIGATION OF WATERLOGGING IN DISTRICT RAHIMYAR KHAN
[5 empty] | 207719.6 | 40000 | 247719.6
[5 empty] | 274993.6 | 156780 | 431773.6
| Total | 0 |  |  | 141014 | 40000 | 181014
[5 empty] | 301093.6 | 156780 | 457873.6
| Required | 2279229198.29 |  |  | 143304 | 40000 | 183304
[5 empty] | 1426668.4 | 156780 | 1583448.4
| Diffrance | -2279229198.29 | 16069459 |  |  |  | 3085133.2
4726644
|  | -2264256557.29 | 11342815
3629203
623
0

## BOQ with Rates (4) (hidden)
MITIGATION OF WATERLOGGING IN DISTRICT RAHIMYAR KHAN
BOQ
Sr. No | Item | Unit | 2-L Manthar Drain | 3-L Manthar Drain | 4-L Manthar Drain | Pattan Minara Drain | Manthar Drain | Khanpur Drain | D-1 Drain | D-1 Sub Drain | D-2 Drain | D-3 Drain | 1-L of D-1 Drain | Jarewala Drain | New 1-L / Jarewala | Existing 1-L / Jarewala Drain | Link Channels of Jarewala | New 1-L / Jarewala | Add QTY | Total QTY | Rate | Amount (PKR)
1 | Earthwork
1 | Earth Work in excavation of drains, irrigation channels through excavator/ drag lines in all kind of soil and conditions (dry, wet slush, daldal and under water ) including its disposal and preperation of working pad for operation of machinary. (rates includes 100ft lead) | 1000 | 616487.5 | 590424.88 | 203524.5 | 2110200 | 15023937.5 | 10154747.5 | 19380715.75 | 4710315 | 2187776.7 | 1671902.14 | 307260.39 | 4234073.1 | 3676695 | 15402.5 | 4410982.06 |  |  | 69294444.52 | 4640.7 | 321574728.684
2 | Dressing and levelling of earthwork to designed section etc complete in ii) ordinary or hard soil soil | 1000 | 174315 | 112011.005 | 262075.5 | 680530 | 2113837.5 | 4167935 | 5396103.75 | 2201861.25 | 1607647.35 | 1638852.06 | 392780.145 | 1712983.98 | 4402362.5 | 51770 | 1949662.13 |  |  | 26864727.17 | 940.9 | 25277021.7943
3 | Transportation of earth all types when the total distance, including the lead covered in the item of work , is more than 1000 ft. | [18 empty] | 0 | 0 | 0
| a) 500 ft | 1000 | 20640 | 4055.67 | 3727.5 | 8217.5 | 12747.5 | 100405 | 10945.75 | 17267.5 | 1752.5 | 10467.5 |  | 70005 | 137177.5 | 1360 | 147378.58 |  |  | 546147.5 | 1073.2 | 586125.497
| b) 750 ft | 1000 |  | 4805 | 5270 |  |  | 9912.5 |  |  | 16955 | 23965 |  | 29937.5 | 898790 |  |  |  |  | 989635 | 1743.95 | 1725873.9582
| b) 1000 ft | 1000 | 2970 |  |  |  | 5975 | 24562.5 |  |  |  | 5747.5 | 11732.79 |  |  |  | 224897.5 |  |  | 275885.29 | 2414.7 | 666180.2098
| c) 1250 ft | 1000 | 8792.5 | 20505 |  |  |  | 33180 | [11 empty] | 62477.5 | 6677.8 | 417212.2495
| d) 1500 ft | 1000 | 1215 |  |  |  |  | 79555 | [8 empty] | 468525 |  |  | 549295 | 6751.2 | 3708400.404
| b) 1750 ft | 1000 |  |  |  | 58687.5 | [8 empty] | 496885 |  |  |  |  | 555572.5 | 6751.2 | 3750781.062
| e) 2000 ft | 1000 | 18740 | [16 empty] | 18740 | 6824.6 | 127893.004
| f) 2500 ft | 1000 | [5 empty] | 53390 | [11 empty] | 53390 | 6971.4 | 372203.046
| c) 2750 ft | 1000 |  |  |  | 75040 | [13 empty] | 75040 | 6971.4 | 523133.856
| d) 3000 ft | 1000 |  | 1237.5 | [6 empty] | 97028.25 | [8 empty] | 98265.75 | 7044.8 | 692262.5556
| g) 3750 ft | 1000 | [5 empty] | 187560 | [11 empty] | 187560 | 7191.6 | 1348856.496
| f) 4250 ft | 1000 | 54772.5 | [16 empty] | 54772.5 | 7338.4 | 401942.514
| e) 4500 ft | 1000 |  | 15772.5 | 109947.5 | [14 empty] | 125720 | 7411.8 | 931811.496
| d) 5500 ft | 1000 |  |  | 70367.5 | [14 empty] | 70367.5 | 7558.6 | 531879.7855
| f) 6750 ft | 1000 |  | 4869.33 | [15 empty] | 4869.33 | 7934.1 | 38633.7512
4 | Borrowpit excavation undressed lead upto 100 ft (30 metre) in a) ordinary soil with | 1000 | [17 empty] | 0 | 0 | 0
| 250 ft | 1000 | [14 empty] | 140702.285 |  |  | 140702.285 | 10936.05 | 1538727.2239
| a) 500 ft | 1000 |  |  | 60633 | [9 empty] | 1780642.5 | 45770 |  |  |  | 1887045.5 | 11606.8 | 21902559.7094
| a) 1000 ft | 1000 | [10 empty] | 97969.465 | [6 empty] | 97969.465 | 12948.3 | 1268538.0237
| a) 1 mile | 1000 | [9 empty] | 159193.8 | [7 empty] | 159193.8 | 18092.2 | 2880166.0684
5 | Rehandling of earthwork lead upto 50ft (35% of excess cutting) | 1000 | [14 empty] | 910707.7752 |  |  | 910707.7752 | 5266.8 | 4796515.7107
6 | Providing and erection at site of work:- iii) R.C.C. boundary pillar. (Complete in all respect including transportation, Cement concrete foundation, fixing, painting and lettering etc) | 1 | [6 empty] | 390 | 130 | 104 | 130 | 30 | 260 | 170 | 40 |  |  |  | 1254 | 1326.2 | 1663054.8
7 | Making boundary or service roads, including dag-belling, leveling and dressing:ii) in ploughed land: a) from 10.0 ft. to 20.0 ft. (3 to 6 m) wide | 1 | 410 | 255 | 215 | 95 | 720 | 45 | [11 empty] | 1740 | 1935.4 | 3367596
8 | Jungle clearance and removing within 100 ft. light | 1000 | 315680 | 180070 | 177000 | 460000 | 2800000 | 1680000 | [5 empty] | 1272300 | [5 empty] | 6885050 | 376.2 | 2590155.81
9 | Providing and fixing Enamelled steel plate gauge 4" wide 1/4" thick (including painting and lettering) 10 ft length | 1 | [11 empty] | 5 | [5 empty] | 5 | 14630 | 73150
2 | Data Board
1 | Excavation in foundation of building bridges and other structures including dagbelling, dressing, refilling around structure with excavated earth, watering and ramming lead upto one chain and lift upto 5 ft. in ordinary soil | 1000 | 98 | 98 | 98 | 98 | 98 | 98 | 98 | 98 | 98 | 98 | 98 | 98 | 98 | 49 | 294 |  |  | 1617 | 15824.15 | 25587.6506
2 | Cement concrete plain including, placing, compacting, finishing and curing complete (including screening and washing of stones aggregate) | 100 | [17 empty] | 0 | 0 | 0
| a) Nominal mix ratio 1:4:8 | 100 | 24.5 | 24.5 | 24.5 | 24.5 | 24.5 | 24.5 | 24.5 | 24.5 | 24.5 | 24.5 | 24.5 | 24.5 | 24.5 | 12.25 | 73.5 |  |  | 404.25 | 34694.3 | 140251.7078
3 | Pacca brick work in foundation and plinth in cement sand mortar ratio 1:6. | 100 | 97.5 | 97.5 | 97.5 | 97.5 | 97.5 | 97.5 | 97.5 | 97.5 | 97.5 | 97.5 | 97.5 | 97.5 | 97.5 | 48.75 | 292.5 |  |  | 58371.56 | 32675.95 | 19073461.7598 | 1608.75 | 11656.48 | 44360.68 | 745.65 | 58371.56
4 | Providing and laying damp proof course of cement 1:2:4 (using cement, sand and shingle), including bitumen coating with with 2 coats of bitumen: 1½" thick (40 mm). | 100 | 39 | 39 | 39 | 39 | 39 | 39 | 39 | 39 | 39 | 39 | 39 | 39 | 39 | 19.5 | 117 |  |  | 643.5 | 11851.7 | 76265.6895
5 | Pacca brick work other than building upto 10 ft. height in cement sand mortor ratio 1:3 | 100 | 81.7031 | 81.7031 | 81.7031 | 81.7031 | 81.7031 | 81.7031 | 81.7031 | 81.7031 | 81.7031 | 81.7031 | 81.7031 | 81.7031 | 81.7031 | 40.8516 | 245.1094 |  |  | 1348.1016 | 37620.6 | 507163.8964
6 | Cement plaster 1:4 upto 20 ft. height, 3/8" thick | 100 | 230.65 | 230.65 | 230.65 | 230.65 | 230.65 | 230.65 | 230.65 | 230.65 | 230.65 | 230.65 | 230.65 | 230.65 | 230.65 | 115.325 | 691.95 |  |  | 3805.725 | 4334.75 | 164968.6644
7 | Providing and applying weather shield paint of approved quality on external surface of building including preparation of surface, application of primer complete in all respect white. | 100 | 230.65 | 230.65 | 230.65 | 230.65 | 230.65 | 230.65 | 230.65 | 230.65 | 230.65 | 230.65 | 230.65 | 230.65 | 230.65 | 115.325 | 691.95 |  |  | 3805.725 | 7379.1 | 280828.2535
8 | Writing letter or figures per letter per inch height | 1 | 500 | 500 | 500 | 500 | 500 | 500 | 500 | 500 | 500 | 500 | 500 | 500 | 500 | 250 | 1500 |  |  | 8250 | 30.5 | 251625
9 | Carriage of 100 Cf t. (2.83 cu.m) of all materials like stone aggregate, spawl, kankar lime (unslaked), surkhi , etc. or 150 Cf t. (4.25 cu.m) timber, by truck or by any othermeans owned by the contractor from Sakhi Sarwar Quarry to site 275 Km including first 11KM hilly area. | [18 empty] | 0
| DPC | 100 | 4.29 | 4.29 | 4.29 | 4.29 | 4.29 | 4.29 | 4.29 | 4.29 | 4.29 | 4.29 | 4.29 | 4.29 | 4.29 | 2.145 | 12.87 |  |  | 70.785 | 14042.6 | 9940.0544
3 | RD Marks
1 | Precast reinfoced cement concrete type "C" 1:2:4. | 1 | 55.04 | 30.96 | 30.96 | 39.56 | 242.52 | 146.2 | 67.08 | 22.36 | 22.36 | 22.36 | 5.16 | 44.72 | 29.24 | 6.88 | 20.64 |  |  | 786.04 | 546.95 | 429924.578
2 | Fabrication of mild steel reinforcement for cement concrete including cutting bending laying in position etc. complete in all respect. (deformed bars) Grade 40 | 100 | 125.76 | 70.74 | 70.74 | 90.39 | 554.13 | 334.05 | 153.27 | 51.09 | 51.09 | 51.09 | 11.79 | 102.18 | 66.81 | 15.72 | 47.16 |  |  | 1796.01 | 30006.1 | 538912.5566
3 | Carriage of consignment job upto 5 KMs Average | 1 | 32 | 18 | 18 | 23 | 141 | 85 | 39 | 13 | 13 | 13 | 3 | 26 | 17 | 4 | 12 |  |  | 457 | 115.4 | 52737.8
4 | Placing boundary pillars in position, including digging pits. | 1 | 32 | 18 | 18 | 23 | 141 | 85 | 39 | 13 | 13 | 13 | 3 | 26 | 17 | 4 | 12 |  |  | 457 | 141.9 | 64848.3
5 | Preparing surface and painting with emulation paint 3 coat. | 100 | 112 | 63 | 63 | 80.5 | 493.5 | 297.5 | 136.5 | 45.5 | 45.5 | 45.5 | 10.5 | 91 | 59.5 | 14 | 42 |  |  | 1599.5 | 4307.55 | 68899.2622
6 | Writing letter or firgures per letter per inch height (three figure each side). | 1 | 320 | 180 | 180 | 230 | 1410 | 850 | 390 | 130 | 130 | 130 | 30 | 260 | 170 | 40 | 120 |  |  | 4570 | 30.5 | 139385
7 | Carriage of 100 Cf t. (2.83 cu.m) of all materials like stone aggregate, spawl, kankar lime (unslaked), surkhi , etc. or 150 Cf t. (4.25 cu.m) timber, by truck or by any othermeans owned by the contractor from Sakhi Sarwar Quarry to site 275 Km including first 11KM hilly area. | [18 empty] | 0
ii | PCC 1:2:4 | 100 | 48.4352 | 27.2448 | 27.2448 | 34.8128 | 213.4176 | 128.656 | 59.0304 | 19.6768 | 19.6768 | 19.6768 | 4.5408 | 39.3536 | 25.7312 | 6.0544 | 18.1632 |  |  | 691.7152 | 14042.6 | 97134.7987
4 | Road Barier.
1 | Earthwork excavation undressed lead upto a single throw of Kassi, phaorah or shovel: In ordinary soil. | 1000 | [11 empty] | 245 | [5 empty] | 245 | 546.95 | 134.0027
2 | Cement concrete plain including placing, compacting, finishing and curing complete (including screening and washing of stone aggregate) Ratio 1: 2: 4 | 100 | [11 empty] | 367.5 | [5 empty] | 367.5 | 30006.1 | 110272.4175
3 | Providing, laying, cutting, jointing, testing and disinfecting G.I. pipeline in trenches, with socket joints, using G.I. pipes of B.S.S. 1387-1967 complete in all respects, with specials and valves. i) 4" i/d (100 mm) 3.65mm thick | 1 | [11 empty] | 560 | [5 empty] | 560 | 115.4 | 64624
4 | Carriage of 100 Cft of all material like stone aggregate, spawl, kankar, lime (unsoaked) surkhi etc by truck or by any other means owned by the contractor, lead 300Km.(From Sakhi Sarwar) | 100 | [11 empty] | 323.4 | [5 empty] | 323.4 | 141.9 | 458.9046
5 | Culverts / Bridges
1 | Dismantling brick work in lime or cement mortar | 100 | [11 empty] | 1019.8175 |  | 803.25 |  |  |  | 1823.0675 | 2633.4 | 48008.6595
2 | Dismantling and removing road pavement, etc.,including screening and stacking of byproducts upto one chain lead (30 metre). | 100 | [11 empty] | 1155 | [5 empty] | 4635 | 4017.8 | 186225.03
3 | Dismantling cement concrete reinforced, separating reinforcement from concrete, cleaning and straightening the same. | 100 | 307 |  |  | 384 | 11823.77 | [6 empty] | 825.5 | [5 empty] | 13340.27 | 27086.4 | 3613398.8933
4 | Earthwork in excavation of drains in irrigation channels through excavater / draglines in all kind of soil and conditions | 1000 | [11 empty] | 35774.04 |  | 8700 |  |  |  | 480799.44 | 4640.7 | 2231245.9612 | 436325.4 | 44474.04 | 480799.44
5 | Excavation in foundation of building, bridges and other structures, including dagbelling, dressing, refilling around structure with excavated earth, watering and ramming lead up to one chain and lift upto 5 ft. In ordinary soil (above 5 ft depth) | 1000 | 6406.12 |  |  |  | 3265.6 |  | 91276.02 | 36435.2 | 29517.98 | 21204.3273 | 11161.16 | 5932.14 | 42881.7 | 6543.01 |  |  |  | 254623.2573 | 12735.6 | 3242779.9556
6 | Cement concrete plain including, placing, compacting, finishing and curing complete (including screening and washing of stones aggregate) | [18 empty] | 0
| a) Nominal mix ratio 1:4:8 | 100 | 361 |  |  |  | 205.5 |  | 1441.5 | 510 | 768 | 564.5 | 252 | 689.56 | 717.78 | 435.94 |  |  |  | 5945.78 | 34694.3 | 2062846.7505
| b) Nominal mix ratio 1:2:4 | 100 | 157.9 | 136.8 |  | 966.72 | 2414.07 | 976.25 | [6 empty] | 200.62 |  |  |  |  | 4852.36 | 47135.9 | 2287203.5572
7 | Providing and fabrication of mild steel reinforcement for cement concrete, including cutting , bending, laying in position, making joints and fastening, including cost of binding wire and labour charges for binding of steel reinforcement(also includes removal of rust from bars). Deformed Bars (Grade 60) | 100 | 13993.24 |  |  | 2080 | 65893.96 |  | 71071.98 | 26990.4 | 29348.94 | 22179.1235 | 10673.28 | 33901.4997 | 27833.9741 | 20607.3891 |  |  |  | 324573.7865 | 30376.9 | 98595454.5473
8 | Providing and laying reinforced cement concrete (including prestressed concrete), using Sulphate resisting cement; coarse sand and screened graded and washed aggregate, in required shape and design, including forms, moulds, shuttering, lifting, compacting, curing, rendering and finishing exposed surface, complete 2) Plastering done under soffit of R.C.C. (but excluding the cost of steel reinforcement, its fabrication and placing in position etc.) | [18 empty] | 0
a) | Reinforced cement concrete in roof slab, beams, columns lintels, girders and other structural members laid in situ or precast laid in position, or prestressed members cast in situ, complete in all respects. Type B (nominal mix 1:1.5:3) | 1 | 3056.12 |  |  | 520 | 14816.27 |  | 17924.66 | 6956.8 | 6710.98 | 5135.0412 | 2549.76 | 7356.22 | 5287.91 | 4517.97 |  |  |  | 74831.7312 | 817.55 | 61178681.8233
b) | Reinforcement cement concrete in slab of rafts/strip foundation, base slab of column and retaining walls, etc and other structural members not requiring form work(i.e horizontal shuttering) complete in all respect: Type B (Nominal Mix 1:1.5:3 ) | 1 | 1444 |  |  | . | 720 |  | 5766 | 2040 | 3072 | 2258 | 1008 | 3429.92 | 3478.2 | 1972.18 |  |  |  | 25188.3 | 670.5 | 16888755.15
9 | Providing and embedding 10"(250mm) wide PVC water stopper in expansion joints of RCC structures (Retaining walls, water tanks, Slabs) complete in all respect. 10mm thick | 1 | [11 empty] | 51.34 | [5 empty] | 51.34 | 809.4 | 41554.596
10 | Bitumen coating to plastered or cement concrete surface. 14 lbs per 100 Sft (6.35 Kg. per Sq.m) | 100 | 2739.76 |  |  |  | 944 |  | 16855.64 | 7707.6 | 6537.28 | 4909.2812 | 2884.8 | 3165.0432 | 2449.6024 | 2183.812 |  |  |  | 50376.8188 | 1645.1 | 828749.0457
11 | Providing, laying, cutting, jointing, testing and disinfecting PVC/ uPVC pipe line with `B' Class working pressure complete in all respects:- 4" i/d (100 mm) | 1 | [11 empty] | 6 | 12 | 6 |  |  |  | 24 | 514.9 | 12357.6
12 | Providing and fixing 4" dia P.V.C pipe. | 1 | 12 |  |  | 6 | 30 | [12 empty] | 48 | 378.75 | 18180
13 | Supply and erection PVC pipe for recessed wiring (main and sub-main) purpose, including bends, specials, etc. in floor, wall or trenches:- 80mm dia (3 inch) | 1 | 13.5 |  |  |  | 6 |  | 60 | 22.5 | 31.5 | 22.5 | 13.5 | [6 empty] | 169.5 | 303.8 | 51494.1
14 | Providing and laying R.C.C. pipe sewers, moulded with cement concrete 4000 psi conforming to Specification C-76-20, Class II. Wall B, including carriage of pipe from factory to site of work, lowering in trenches to correct alignment and grade, jointing with rubber ring,cutting pipes where necessary, testing, etc., complete. 24 inch internal dia | 1 | 96 |  |  | 48 | 368 | [6 empty] | 112 | [5 empty] | 624 | 2150.35 | 1341818.4
15 | Providing and laying sub-base course of stone productof approved quality and grade, including placing, mixing, spreading and compaction of sub-base material torequired depth, camber, grade to achieve 100% maximum modified AASHTO dry density, including carriage of all material to site of work except gravel and. aggregate. Crushed stone aggregate. | 100 | 480 | [5 empty] | 480 | 180 | 300 | 350 |  | 825 | [5 empty] | 2615 | 10003.5 | 261591.525
16 | Providing and laying base course of crushed stone aggregate of approved quality and grade, and supply and spreading of stone screening, including placing, mixing,spreading and compaction of base course material to required depth, camber and grade to achieve 100% maximum modified AASHTO dry density, including carriage of all materials to site of work except gravel and. aggregate. | 100 | 480 | [5 empty] | 480 | 180 | 300 | 350 |  | 825 | [5 empty] | 2615 | 13527.4 | 353741.51
17 | Providing and laying road edging of 3" (75 mm) wide and 9" (225 mm) deep brick on end, complete in all respects | 1 | 120 | [5 empty] | 160 | 60 | 60 | 100 |  | 200 | [5 empty] | 700 | 64.2 | 44940
18 | Providing surface treatment of roads,including supply of bitumen and bajri/crushed stone aggregate of approved quality,including cleaning of road urface,heating,spraying bitumen,spreading bajri and rollingetc.complete including carriageof all material stosite of work excep tbajjri/crushed stone aggregate for which supply with in miles (5.0km) is included in the rate. | [18 empty] | 0
a | 1st coat 35 lbs. bitumen, and 4 Cft. bajri of nominal size 1" (25 mm) per 100 sq. feet or 1.72 Kg bitumen and 0.017 cu.metre bajri per square metre.. | 100 | 960 | [5 empty] | 960 | 360 | 600 | 700 |  | 1650 | [5 empty] | 5230 | 4549.95 | 237962.385
b | 2nd coat 18 lbs. bitumen, and 2 Cft. bajri of nominal size ½" (13 mm) per %sft or 1.23 Kg bitumen and 0.008 cu. metre bajri per sq.metre. | 100 | 960 | [5 empty] | 960 | 360 | 600 | 700 |  | 1650 | [5 empty] | 5230 | 2639.45 | 138043.235
c | 3rd coat 14 lbs. bitumen, and 1.5 Cft. bajri of nominal size ¼" (6 mm) per %sft or 0.69 Kg bitumen and 0.005 cubic metre bajjri per sq.metre. | 100 | 960 | [5 empty] | 960 | 360 | 600 | 700 |  | 1650 | [5 empty] | 5230 | 1960.75 | 102547.225
20 | Borrow pit excavation undressed lead up to 100 ft in ordinary soil. | 1000 | 10190 |  |  | 8490 | 35745 |  | 9600 | 3200 | 4000 | 6400 |  | 45540 | [5 empty] | 123165 | 10533.6 | 1297370.844
21 | Rehandling of earthwork:Upto a lead of 50 ft. (15 m). | 1000 | 6480 |  |  |  | 5400 |  | 54240 | 20960 | 30880 | 24812.8 | 11520 | 45540 | [5 empty] | 199832.8 | 5266.8 | 1052479.391
22 | Carriage of 100 Cf t. (2.83 cu.m) of all materials like stone aggregate, spawl, kankar lime (unslaked), surkhi , etc. or 150 Cf t. (4.25 cu.m) timber, by truck or by any othermeans owned by the contractor from Sakhi Sarwar Quarry to site 275 Km including first 11KM hilly area. | [18 empty] | 0
i | PCC 1:4:8 | 100 | 346.56 |  |  |  | 126.72 |  | 1383.84 | 489.6 | 737.28 | 541.92 | 241.92 | 151.68 | [5 empty] | 4019.52 | 14042.6 | 564445.1155
ii | RCC 1:1.5:3 | 100 | 3360.2016 |  |  |  | 1344.84 |  | 19900.1544 | 7557.312 | 8217.7032 | 6210.1546 | 2988.5184 | 1661.15 | [5 empty] | 51240.0342 | 14042.6 | 7195433.0409
iii | Base | 100 | 585.6 | [5 empty] | 585.6 | 219.6 | 366 | 427 | [7 empty] | 2183.8 | 14042.6 | 306662.2988
iii | T.S.T | 100 | 72 | [5 empty] | 72 | 27 | 45 | 52.5 | [7 empty] | 268.5 | 14042.6 | 37704.381
23 | Cement plaster 1:3 upto 20' (6.00 m) height 1/2" (13 mm) thick. | 100 | 694.5 | 848 |  | 3936 | 5976 | 4140 | [11 empty] | 15594.5 | 4850.4 | 756395.628
24 | Providing and laying sub base course. | 100 |  |  |  |  | 2100 | [12 empty] | 2100 | 10003.5 | 210073.5
25 | Providing and laying base course. | 100 |  |  |  |  | 2100 | [12 empty] | 2100 | 13527.4 | 284075.4
26 | Providing surface treatment to roads, including supply of bitumen and bujri /crushed stone aggregate of approved quality, including cleaning of road surface, heating and spraying bitumen, spreading bajri and rolling with road roller (including its operation cost, fuel and hire charges, etc.) etc. complete including carriage of all materials to site of work except bajjri/crushed stone aggregate. | 100 |  |  |  |  | 2800 | [12 empty] | 2800 | 4549.95 | 127398.6
27 | Providing and fixing Neoprene bearing pad with laminated steel plate top and bottom. Size (14" x 9" x 1.75") | Cu. Inch |  |  |  |  | 304.64 | [12 empty] | 304.64 | 72 | 21934.08
28 | Plain wood work for regulation karries or needles, etc. including sawing, planning, wroughting wood and providing and fixing steel parts of karries i.e. end strip and rods, etc. b) Shisham wood | 1 | [11 empty] | 59.4 |  | 143.55 |  |  |  | 202.95 | 17752.2 | 3602808.99
29 | Credit old material - steel | 1 | -82 |  |  | -768 | -23647.54 | [6 empty] | -2476.5 | [5 empty] | -26974.04 | 170 | -4585586.8 |  |  |  |  | 3997197.451
30 | Credit old material - brick batts | 100 | [11 empty] | -1019.82 |  | -803.25 |  |  |  | -1823.07 | 4100 | -74745.87 | 204564028.549 | 208561226 | 3997197.451 |  | 963176.9587
6 | Water Course
1 | Excavation in foundation of building, bridges and other structures, including dagbelling, dressing, refilling around structure with excavated earth, watering and ramming lead up to one chain and lift upto 5 ft. In ordinary soil (above 5 ft depth) | 1000 | 1867.645 |  |  | 1417.9529 |  |  | 17227.9705 | 6436.0504 | 12395.4103 | 15395.3007 | 1949.3305 | [6 empty] | 56689.6603 | 12735.6 | 721976.8377 | 109345722.8817 | 109345724
2 | Extra for slush or Daldal including dewatering. | 1000 | 1867.645 |  |  | 1417.9529 |  |  | 17227.9705 | 6436.0504 | 12395.4103 | 15395.3007 | 1949.3305 | [6 empty] | 56689.6603 | 12038.4 | 682452.8066
3 | Cement concrete plain including, placing, compacting, finishing and curing complete (including screening and washing of stones aggregate) | [18 empty] | 0
a) | Nominal mix ratio 1:4:8 | 100 | 257.195 |  |  | 140.1025 |  |  | 1464.4275 | 529.73 | 1410.7375 | 1785.025 | 458.7825 | [6 empty] | 6046 | 34694.3 | 2097617.378
b) | Nominal mix ratio 1:2:4 | 100 | 34 |  |  | 17 |  |  | 187 | 68 | 187 | 238 | 68 | [6 empty] | 799 | 47135.9 | 376615.841
4 | Providing and fabrication of mild steel reinforcement for cement concrete, including cutting , bending, laying in position, making joints and fastening, including cost of binding wire and labour charges for binding of steel reinforcement(also includes removal of rust from bars). Deformed Bars (Grade 60) | 100 | 6108.9828 |  |  | 4515.8106 |  |  | 44509.4031 | 16212.1014 | 35906.2362 | 45010.3261 | 9117.4862 | [6 empty] | 161380.3464 | 30376.9 | 49022346.4456
5 | Providing and laying reinforced cement concrete (including prestressed concrete), using Sulphate resisting cement; coarse sand and screened graded and washed aggregate, in required shape and design, including forms, moulds, shuttering, lifting, compacting, curing, rendering and finishing exposed surface, complete 2) Plastering done under soffit of R.C.C. (but excluding the cost of steel reinforcement, its fabrication and placing in position etc.) | [18 empty] | 0
a) | Reinforced cement concrete in roof slab, beams, columns lintels, girders and other structural members laid in situ or precast laid in position, or prestressed members cast in situ, complete in all respects. Type B (nominal mix 1:1.5:3) | 1 | 1266.9126 |  |  | 1063.0377 |  |  | 10355.4102 | 3788.5038 | 7756.1379 | 9694.237 | 1761.1121 | [6 empty] | 35685.3513 | 817.55 | 29174558.9553
b) | Reinforcement cement concrete in slab of rafts/strip foundation, base slab of column and retaining walls, etc and other structural members not requiring form work(i.e horizontal shuttering) complete in all respect: Type B (Nominal Mix 1:1.5:3 ) | 1 | 769.415 |  |  | 442.2325 |  |  | 4481.0575 | 1615.53 | 4212.6075 | 5309.205 | 1278.05 | [6 empty] | 18108.0975 | 670.5 | 12141479.3738
6 | Bitumen coating to plastered or cement concrete surface. 14 lbs per 100 Sft (6.35 Kg. per Sq.m) | 100 | 751.275 |  |  | 551.0106 |  |  | 6197.877 | 2288.8656 | 4687.7292 | 5822.7498 | 986.2398 | [6 empty] | 21285.747 | 1645.1 | 350171.8239
7 | Pacca brick work other than buildings upto 10 feet height. Cement sand mortar ratio 1:4 | 100 | 80 |  |  | 40 |  |  | 440 | 160 | 440 | 560 | 160 | [6 empty] | 1880 | 35727 | 671667.6
8 | Providing and embedding 10"(250mm) wide PVC water stopper in expansion joints of RCC structures (Retaining walls, water tanks, Slabs) complete in all respect. 10mm thick | 1 | 189.5 |  |  | 180.2 |  |  | 1425.38 | 518 | 1098.74 | 1373.78 | 213.58 | [6 empty] | 4999.18 | 809.4 | 4046336.292
9 | Providing and placing poly sulphide joint sealent 1" wide and 1" deep. | 1 | 70 |  |  | 50 |  |  | 450 | 160 | 380 | 470 | 90 | [6 empty] | 1670 | 1381 | 2306270
10 | Rehandling of earthwork:Upto a lead of 50 ft. (15 m). | 1000 | 4000 |  |  | 2000 |  |  | 22000 | 8000 | 22000 | 28000 | 8000 | [6 empty] | 94000 | 5266.8 | 495079.2
11 | Carriage of 100 Cf t. (2.83 cu.m) of all materials like stone aggregate, spawl, kankar lime (unslaked), surkhi , etc. or 150 Cf t. (4.25 cu.m) timber, by truck or by any othermeans owned by the contractor from Sakhi Sarwar Quarry to site 275 Km including first 11KM hilly area. | [18 empty] | 0
i | PCC 1:4:8 | 100 | 246.9072 |  |  | 134.4984 |  |  | 1405.8504 | 508.5408 | 1354.308 | 1713.624 | 440.4312 | [6 empty] | 5804.16 | 14042.6 | 815054.9722
ii | PCC 1:2:4 | 100 | 29.92 |  |  | 14.96 |  |  | 164.56 | 59.84 | 164.56 | 209.44 | 59.84 | [6 empty] | 703.12 | 14042.6 | 98736.3291
iii | RCC 1.1.5.3 | 100 | 1710.5152 |  |  | 1264.427 |  |  | 12462.6329 | 4539.3884 | 10053.7461 | 12602.8913 | 2552.8961 | [6 empty] | 45186.497 | 14042.6 | 6345359.0266
7 | Stone Pitching | [22 empty] | 95173850
1 | Dismantling stone or spawl pitching and apron in silted condition. | 100 |  |  |  | 93240 | [13 empty] | 93240 | 3762 | 3507688.8 | 89611262 | 92645282.4923 | 3034020.4923 |  |  | -3034020.4923
3 | Supply and dumping at site, without boat, including handling of materials within three chains (90 m) | 100 |  |  |  | 126000 | [13 empty] | 126000 | 4743.75 | 5977125 |  |  |  | 7031217.9433
4 | Providing and laying stone pitching/filling, dry hand packed, as filling behind retaining walls or in pitching and aprons. | 100 | 476.44 | 355.5 | 312.56 | 3745.5 | 10945.44 |  | 10137.19 | 269.25 | 6208.72 | 6208.72 | 148.5 | 967.13 | 5141.14 | 2700.32 | 967.13 | 967.13 | 967.13 | 50517.8 | 6849 | 3459964.122
5 | Formation dressing and preparing subgrade, on slope | 100 | 735.3675 | 681.66 | 525.1225 | 72754.37 | 6058.716 |  | 3737.0542 | 480.69 | 2589.8832 | 3457.1106 | 422.73 | 614.7245 |  | 785.3328 | 614.72 | 594.5328 | 594.5328 | 94646.5469 | 2265.1 | 2143838.9329
6 | Formation dressing and preparing subgrade, in bed. | 100 | 130.5 | 126 | 129.5 | 12167 | 594.66 |  | 631.16 | 126 | 524.66 | 524.66 | 126 | 96 |  | 136 | 96 | 96 | 96 | 15600.14 | 1660.5 | 259040.3247
7 | Providing and laying graded bajri 1/8" to 1/2" size on slope. | 100 | 242.67 | 224.94 | 173.29 | 24008.94 | 2001.6443 |  | 1233.6 | 158.63 | 854.71 | 1140.89 | 139.5 | 202.8591 | 812.42 | 259.1598 | 202.86 | 196.1958 | 196.1958 | 32048.5048 | 18564.1 | 5949516.4852
8 | Providing and laying graded bajri 1/2" to 2" size on slope. | 100 | 242.67 | 224.94 | 173.29 | 24008.94 | 2001.6443 |  | 1233.6 | 158.63 | 854.71 | 1140.89 | 139.5 | 202.8591 | 812.42 | 259.1598 | 202.86 | 196.1958 | 196.1958 | 32048.5048 | 18564.1 | 5949516.4852
9 | Providing and laying graded bajri 1/8" to 1/2" size on level. | 100 | 43.07 | 41.58 | 42.74 | 4015.11 | 196.4178 |  | 208.28 | 41.58 | 173.14 | 173.14 | 41.58 | 31.68 | 147.4 | 54.3312 | 31.68 | 31.68 | 31.68 | 5305.089 | 18017.6 | 955849.7157
10 | Providing and laying graded bajri 1/2" to 2" size on level. | 100 | 43.07 | 41.58 | 42.74 | 4015.11 | 196.4178 |  | 208.28 | 41.58 | 173.14 | 173.14 | 41.58 | 31.68 | 147.4 | 54.3312 | 31.68 | 31.68 | 31.68 | 5305.089 | 18017.6 | 955849.7157
11 | Providing and laying stone for top layer only, on slope. | 100 | 735.37 | 681.66 | 525.12 | 72754.37 | 6058.72 |  | 3738.19 | 480.69 | 2590.02 | 3457.25 | 422.73 | 614.7245 | 2461.88 | 785.3328 | 614.72 | 594.5328 | 594.5328 | 97109.8429 | 11511 | 11178314.0139
12 | Providing and laying stone for top layer only, on Level | 100 | 130.5 | 126 | 129.5 | 12167 | 594.66 |  | 631.16 | 126 | 173.14 | 173.14 | 126 | 96 | 446.68 | 164.64 | 96 | 96 | 96 | 15372.42 | 10570.5 | 1624941.6561
13 | Carriage of 100 Cft of all material like stone aggregate, spawl, kankar, lime (unsoaked) surkhi etc or 150 Cft of timber by truck or by any other means owned by the contractor, lead 275 Km. | 100 | 1682.238 | 1449.117 | 1207.5 | 152322.069 | 47639.4517 |  | 33005.5044 | 1091.5155 | 20947.1834 | 21997.2 | 858.951 | 11198.2497 | 36777.2 | 10655.6278 | 11198.25 | 5817.7797 | 6679.8969 | 364527.734 | 14042.6 | 51189171.5709
14 | Credit to old material | [18 empty] | 0
| Steel | 1 | [11 empty] | 1267.5 |  |  | 1267.5 |  |  | 2535 | -170 | -430950
| Brick batts | 100 | [11 empty] | 507.94 |  | 803.25 | 507.94 |  |  | 1819.13 | -4100 | -74584.33
8 | Tube Well room | [21 empty] | 46683674.4091 | 50492531
1 | Excavation in foundation of building, bridges, and other structures, including dag belling, dressing refilling around structure with excavated earth, watering and ramming lead upto one chain (30m)and lift upto 5' (1.5 m) (b) in ordinary soil.1)By Manual | 1000 | 2179.5676 | 1089.7838 |  | 3814.2434 | 2724.4595 |  | 6538.7029 | 544.8919 |  |  | 544.8919 |  | 2724.4595 |  |  |  |  | 20161.0006 | 15824.15 | 319030.6978 | 20161.0006 | 0 | 46683674.4091
2 | Spraying termite proofing by using liquid FMC / Biflex/ Terminex Exin/Ms Hextaror equivalent@specified suspension concenterate (SC), MixingAbility-HEXTAR with Ratio (1:250)= 540 Sft or equivalent approved liquid applying with shower and certificate will be provided by the contractor for10-years complete in all respect.as approved by the Engineer Incharge. | 1 | 2034 | 1017 |  | 3559.5 | 2542.5 |  | 6102 | 508.5 |  |  | 508.5 |  | 2542.5 |  |  |  |  | 18814.5 | 12.55 | 236121.975 | 18814.5 | 0
3 | Cement concrete plain including, placing, compacting, finishing and curing complete (including screening and washing of stones aggregate) | [18 empty] | 0 |  |  | 0 | 0
a) | Nominal mix ratio 1:4:8 | 100 | 422.4498 | 211.2249 |  | 739.2871 | 528.0622 |  | 1267.3493 | 105.6124 |  |  | 105.6124 |  | 528.0622 |  |  |  |  | 3907.6604 | 34694.3 | 1355735.436 | 3907.6604 | 0
5 | Providing and laying damp proof course of cement 1:2:4 (using cement, sand and shingle), including bitumen coating with one coat of bitumen and one coat polythenesheet 500 gauge 1½" thick (40 mm). | 100 | 258 | 129 |  | 451.5 | 322.5 |  | 774 | 64.5 |  |  | 64.5 |  | 322.5 |  |  |  |  | 2386.5 | 11460.2 | 273497.673 | 2386.5 | 0
6 | Providing and laying vertical damp proof course with cement sand plaster and bitumen coating with one coat of bitumen and one coat of polythene sheet 500 gauge-Ratio 1:3 a) ½ " thick (13 mm) | 100 | 480 | 240 |  | 840 | 600 |  | 1440 | 120 |  |  | 120 |  | 600 |  |  |  |  | 4440 | 7607.35 | 337766.34 | 4440 | 0
7 | Filling watering ramming earth under floors with surplus earth from foundation etc. | 1000 | 600 | 300 |  | 1050 | 750 |  | 1800 | 150 |  |  | 150 |  | 750 |  |  |  |  | 5550 | 7547.75 | 41890.0125 | 5550 | 0
8 | Pacca brick work in ground floor. Cement sand mortar Ratio 1:4. | 100 | 1163.6 | 581.8 |  | 2036.3 | 1454.5 |  | 3490.8 | 290.9 |  |  | 290.9 |  | 1454.5 |  |  |  |  | 10763.3 | 35830.6 | 3856554.9698 | 10763.3 | 0
9 | Providing and laying reinforced cement concrete (including prestressed concrete), using Sulphate resisting cement; coarse sand and screened graded and washed aggregate, in required shape and design, including forms, moulds, shuttering, lifting, compacting, curing, rendering and finishing exposed surface, complete 2) Plastering done under soffit of R.C.C. (but excluding the cost of steel reinforcement, its fabrication and placing in position etc.) | [7 empty] | 0 | [5 empty] | 0 |  |  |  |  | 0 | 0 | 0 | 0 | 0
a) | Reinforced cement concrete in roof slab, beams, columns lintels, girders and other structural members laid in situ or precast laid in position, or prestressed members cast in situ, complete in all respects. Type B (nominal mix 1:2:4) | 1 | 616.6632 | 308.3316 |  | 1079.1606 | 770.829 |  | 1849.9896 | 154.1658 |  |  | 154.1658 |  | 770.829 |  |  |  |  | 5704.1346 | 741.85 | 4231612.253 | 5704.1346 | 0
b) | Reinforcement cement concrete in slab of rafts/strip foundation, base slab of column and retaining walls, etc and other structural members not requiring form work(i.e horizontal shuttering) complete in all respect: Type B (Nominal Mix 1:2:4) | 1 | 73.6312 | 36.8156 |  | 128.8547 | 92.0391 |  | 220.8937 | 18.4078 |  |  | 18.4078 |  | 92.0391 |  |  |  |  | 681.0891 | 595 | 405247.9922 | 681.0891 | 0
10 | Providing and Fabrication of mild steel reinforcement for cement concrete, including cutting, bending, laying in position, 13 making joints and fastenings, including cost of binding wire and labour charges for binding of steel reinforcement (also includes removal of rust from bars):- Deformed bars (Grade-60). | 100 | 4141.7667 | 2070.8834 |  | 7248.0917 | 5177.2084 |  | 12425.3001 | 1035.4417 |  |  | 1035.4417 |  | 5177.2084 |  |  |  |  | 38311.342 | 30376.9 | 11637798.0404 | 38311.342 | 0
11 | Providing and fixing windows consisting of M.S box section frame 2" x 1½" ( 50 x 40mm) Leaves frame 1½" x 1" (40 x 25 mm) box section frame for glazing 3/8" x 3/8" (10 x 10 mm) using 16 SWG sheet 'U' shaped rubber supported with 1" x 1/8" (25 x 3 mm) M.S. flat for fixing 3/16" (5 mm) thick glass panes M.S. box section 1/2" x 1/2" (13 x 13 mm) of 16 SWG for fixing 24 SWG wire gauge on outer side by means of 3/4" x 1/8" (20 x 3 mm) M.S. flat and screws including grill of M.S. flat 1/2" x 1/8" (13 x 3 mm) or 1/4" x 1/4" (6 x 6 mm) square bar with independent frame of 1/2" x 1/2" (13 x 13 mm) box section of 16 SWG i/c all C.P fitting and painting 3 coats complete in all respect. | 1 | 128 | 64 |  | 224 | 160 |  | 384 | 32 |  |  | 32 |  | 160 |  |  |  |  | 1184 | 2180.7 | 2581948.8 | 1184 | 0
12 | Providing and fixing mild steel chowkat of doors windows C. windows etc. including holdfast making and threading 18 holes for hinges etc. complete 1½" x 1½" x 1/4" (40 x 40 x 6 mm) welded with M.S. flat 2" x 1/4" (50 m M.S. angle iron). | 1 | 160 | 80 |  | 280 | 200 |  | 480 | 40 |  |  | 40 |  | 200 |  |  |  |  | 1480 | 457.1 | 676508 | 1480 | 0
13 | Making and fixing steel grated door with 1/16" thick sheeting, including angle iron frame 2" x 2" x 3/8"and 3/4" square bars 4" centre to centre. with locking arrangement (Two No.). | 1 | 196 | 98 |  | 343 | 245 |  | 588 | 49 |  |  | 49 |  | 245 |  |  |  |  | 1813 | 2767 | 5016571 | 1813 | 0
14 | Providing and laying single layer of tile 9" x 4½" x 1½" laid over 4" earth and 1" thick mud plaster without bhoosa, grouted with cement mud (1:3) on top of R.C.C. roof, slab, provided with 34 lbs. per % Sft. Or 1.72 Kg./Sq.m. bitumen coating sand blinded. | 100 | 382.25 | 191.125 |  | 668.9375 | 477.8125 |  | 1146.75 | 95.5625 |  |  | 95.5625 |  | 477.8125 |  |  |  |  | 3535.8125 | 13179.6 | 466005.9443 | 3535.8125 | 0
15 | Providing and laying polythene sheet under floor or roof complete 500 gauge. | 1 | 398.25 | 199.125 |  | 696.9375 | 497.8125 |  | 1194.75 | 99.5625 |  |  | 99.5625 |  | 497.8125 |  |  |  |  | 3683.8125 | 11 | 40521.9375 | 3683.8125 | 0
16 | Supplying and filling sand under floor or plugging in wells. | 100 | 163.75 | 81.875 |  | 286.5625 | 204.6875 |  | 491.25 | 40.9375 |  |  | 40.9375 |  | 204.6875 |  |  |  |  | 1514.6875 | 3987 | 60390.5906 | 1514.6875 | 0
17 | Providing and laying watering and ramming brick ballast 1½" to 2" (40 mm to 50 mm) mixed with 25% sand for floor foundation complete in all respect. | 100 | 195.75 | 97.875 |  | 342.5625 | 244.6875 |  | 587.25 | 48.9375 |  |  | 48.9375 |  | 244.6875 |  |  |  |  | 1810.6875 | 12801.2 | 231789.7283 | 1810.6875 | 0
18 | Cement concrete plain including, placing, compacting, finishing and curing complete (including screening and washing of stones aggregate) | [18 empty] | 0 |  |  | 0 | 0
| b) Nominal mix ratio 1:2:4 | 100 | 183.44 | 91.72 |  | 321.02 | 229.3 |  | 550.32 | 45.86 |  |  | 45.86 |  | 229.3 |  |  |  |  | 1696.82 | 47135.9 | 799811.3784 | 1696.82 | 0
19 | Cement plaster 1:4 upto 20' (6.00 m) height 1/2" (13 mm) thick. | 100 | 2273.22 | 1136.61 |  | 3978.135 | 2841.525 |  | 6819.66 | 568.305 |  |  | 568.305 |  | 2841.525 |  |  |  |  | 21027.285 | 4614.1 | 970219.9572 | 21027.285 | 0
20 | Cement plaster 3/8" (10 mm thick under soffit of R.C.C. roof slabs only, upto 20' height (Ratio 1:3). | 100 | 458.08 | 229.04 |  | 801.64 | 572.6 |  | 1374.24 | 114.52 |  |  | 114.52 |  | 572.6 |  |  |  |  | 4237.24 | 5264.65 | 223075.8557 | 4237.24 | 0
21 | Cement pointing struck joints on wall upto 20' (6m) height (a) Ratio 1:2 including extra cost of labour and material for red oxide pigment in cement pointing to match with the colour of bricks. | 100 | 1959.5 | 979.75 |  | 3429.125 | 2449.375 |  | 5878.5 | 489.875 |  |  | 489.875 |  | 2449.375 |  |  |  |  | 18125.375 | 5012.65 | 908561.6099 | 18125.375 | 0
22 | Providing, laying, cutting, jointing, testing and disinfecting PVC/ uPVC pipe line with `B' Class working pressure complete in all respects:- 4" i/d (100 mm) | 1 | 52 | 26 |  | 91 | 65 |  | 156 | 13 |  |  | 13 |  | 65 |  |  |  |  | 481 | 514.9 | 247666.9 | 481 | 0
23 | Providing and installing P.V.C. bends, of B.S.S.b) 4" i/d (100 mm) | 1 | 8 | 4 |  | 14 | 10 |  | 24 | 2 |  |  | 2 |  | 10 |  |  |  |  | 74 | 849.7 | 62877.8 | 74 | 0
24 | Making top khurra on roof 2' x 2' x 6". | 1 | 4 | 2 |  | 7 | 5 |  | 12 | 1 |  |  | 1 |  | 5 |  |  |  |  | 37 | 1159.65 | 42907.05 | 37 | 0
25 | Distempering:- 3 coat | 100 | 2041.08 | 1020.54 |  | 3571.89 | 2551.35 |  | 6123.24 | 510.27 |  |  | 510.27 |  | 2551.35 |  |  |  |  | 18879.99 | 1548.2 | 292300.0052 | 18879.99 | 0
26 | Providing and applying weather shield paint of approved quality on external surface of building including preparation of surface, application of primer complete in all respect: | 100 | 690.22 | 345.11 |  | 1207.885 | 862.775 |  | 2070.66 | 172.555 |  |  | 172.555 |  | 862.775 |  |  |  |  | 6384.535 | 7379.1 | 471121.2222 | 6384.535 | 0
27 | Preparing surface and painting of doors and windows any type (including edges):- | 100 | 356 | 178 |  | 623 | 445 |  | 1068 | 89 |  |  | 89 |  | 445 |  |  |  |  | 3293 | 3052.4 | 100515.532 | 3293 | 0
28 | Fabrication of heavy steel work, with angle, tees, flat iron round iron and sheet iron for making trusses, girders, tanks, etc., including cutting, drilling, revitting, handling, assembling and fixing, but excluding erection in position. | 100 | 1339.8349 | 669.9174 |  | 2344.7111 | 1674.7936 |  | 4019.5047 | 334.9587 |  |  | 334.9587 |  | 1674.7936 |  |  |  |  | 12393.4727 | 37098.85 | 4597835.8612 | 12393.4727 | 0
29 | Supply and erection of PVC pipe for wiring recessed in walls, including inspection boxes, pull boxes, hooks, cutting jharries and repairing surface, etc. complete with all specials. | [18 empty] | 0 |  |  | 0 | 0
a) | 20mm (3/4") i/d. | 1 | 240 | 120 |  | 420 | 300 |  | 720 | 60 |  |  | 60 |  | 300 |  |  |  |  | 2220 | 112.25 | 249195 | 2220 | 0
b) | 25 mm (1") i/d | 1 | 120 | 60 |  | 210 | 150 |  | 360 | 30 |  |  | 30 |  | 150 |  |  |  |  | 1110 | 133.6 | 148296 | 1110 | 0
c) | 50 mm (2") i/d | 1 | 60 | 30 |  | 105 | 75 |  | 180 | 15 |  |  | 15 |  | 75 |  |  |  |  | 555 | 231.55 | 128510.25 | 555 | 0
30 | Supply and erection of single core PVC insulated copper conductor cables, in prepaid P.V.C. pile/M.S. conduit/G.I. pipe/wooden strip batten/wooden casing and caping/G.I. wire/trenches (rate for cables only) (a) 250/440 volts, P.V.C. insulated. | [18 empty] | 0 |  |  | 0 | 0
a) | 3/0.74mm (3/0.029"). | 1 | 720 | 360 |  | 1260 | 900 |  | 2160 | 180 |  |  | 180 |  | 900 |  |  |  |  | 6660 | 35.7 | 237762 | 6660 | 0
b) | 7/0.74mm (7/0.029"). | 1 | 240 | 120 |  | 420 | 300 |  | 720 | 60 |  |  | 60 |  | 300 |  |  |  |  | 2220 | 56.3 | 124986 | 2220 | 0
31 | Supply and erection of copper conductor cable for service connection in prepaid pipe/G.I. wire/trenches, etc. (rate for cable only) (a) PVC insulated, PVC sheathed, twin core, 250/440 volts 7/0.44" (7/1.12mm). | 1 | 160 | 80 |  | 280 | 200 |  | 480 | 40 |  |  | 40 |  | 200 |  |  |  |  | 1480 | 237.65 | 351722 | 1480 | 0
32 | Supply and connection of M.S. sheet box of 16 SWG, 10 cm (4") deep with 4.75 mm thick (3/16") bakelite sheet top, for recessed wiring, including making holes for regulators switches, plugs etc. | [18 empty] | 0 |  |  | 0 | 0
a) | 10 x 10 cm (4" x 4"). | 1 | 4 | 2 |  | 7 | 5 |  | 12 | 1 |  |  | 1 |  | 5 |  |  |  |  | 37 | 382.3 | 14145.1 | 37 | 0
b) | 17.5 x 10 cm (7" x 4"). | 1 | 4 | 2 |  | 7 | 5 |  | 12 | 1 |  |  | 1 |  | 5 |  |  |  |  | 37 | 522.75 | 19341.75 | 37 | 0
c) | 22.5 x 10 cm (9" x 4"). | 1 | 4 | 2 |  | 7 | 5 |  | 12 | 1 |  |  | 1 |  | 5 |  |  |  |  | 37 | 668.8 | 24745.6 | 37 | 0
33 | Supply and erection of switches 5 amp. Piano Type. | 1 | 80 | 40 |  | 140 | 100 |  | 240 | 20 |  |  | 20 |  | 100 |  |  |  |  | 740 | 102.7 | 75998 | 740 | 0
34 | Supply and erection of ceiling rose, bakelite. | 1 | 16 | 8 |  | 28 | 20 |  | 48 | 4 |  |  | 4 |  | 20 |  |  |  |  | 148 | 96.3 | 14252.4 | 148 | 0
35 | Supply and erection of wall socket with 3 pin 5 amp shoe. | 1 | 8 | 4 |  | 14 | 10 |  | 24 | 2 |  |  | 2 |  | 10 |  |  |  |  | 74 | 204.7 | 15147.8 | 74 | 0
36 | Supply and erection of 3 pin switch and plug combined recessed type (ii) 10/15 amp. | 1 | 4 | 2 |  | 7 | 5 |  | 12 | 1 |  |  | 1 |  | 5 |  |  |  |  | 37 | 213.1 | 7884.7 | 37 | 0
37 | P/F wall mounted DB (Distribution Board) made with 16SWG Sheet (Recessded/Surface mounted Type), Powder coated Paint, i/c the cost of Lock, Indication lights,Thimble, Copper Comb, Wiring, Netural & Earth Bar, Door Earthing, Digital Voltmeter,Digital Ammeter,Volt Selector Switch,Ammeter selector switch,Current Transformers and Controles Complete in all respect as approved and directed by the Engineer Incharge (Breakers will be Paid Separately)(a) 6" deep (i) 20~60A | 1 | 4 | 2 |  | 7 | 5 |  | 12 | 1 |  |  | 1 |  | 5 |  |  |  |  | 37 | 24422.65 | 903638.05 | 37 | 0
38 | Suppling,Installation and comissioning of MCB (Miniature Circuit Breaker) of specified rating made of LEGRAND FRANCE/ GE U.S.A / SCHNEIDER GERMANY /SIEMEN GERMAN/TERASAKI JAPAN/ ABB SWITZERLAND in prelaid DBs and Panels i/c the cost of screwes,necessary wire complet Single Pole(iii) 6-63 Amp (10 KA) | 1 | 24 | 12 |  | 42 | 30 |  | 72 | 6 |  |  | 6 |  | 30 |  |  |  |  | 222 | 1453.75 | 322732.5 | 222 | 0
39 | Supplying, Installation and commissioning of MCCB (Moulded Case Circuit Breaker)of specified rating made of LEGRAND FRANCE /GEU.S.A/ SCHNEIDER GERMANY/ TERASAKI JAPAN/ SIEMEN/ ABBSWITZERLAND or approved equivalent manufacturer (withfixedThermal-MagneticTrip)in prelaid DB sand Panels i/c the cost of screws, necessary wire complete in all respect as approved and directed by the EngineerIncharge. a) Triple Pole (ii) 15-100 Amp (10 KA,15KA) | 1 | 8 | 4 |  | 14 | 10 |  | 24 | 2 |  |  | 2 |  | 10 |  |  |  |  | 74 | 13796.3 | 1020926.2 | 74 | 0
40 | Supplying, Installation and commissioning of MCCB (Moulded Case Circuit Breaker)of specified rating made of LEGRAND FRANCE /GEU.S.A/ SCHNEIDER GERMANY/ TERASAKI JAPAN/ SIEMEN/ ABBS WITZERLAND or approved equivalent manufacturer (withfixedThermal-MagneticTrip)in prelaid DB sand Panels i/c the cost of screws, necessary wire complete in all respect as approved and directed by the EngineerIncharge. a) Triple Pole With Adjustable Thermal-Magnetic Trip /Electronic Trip (60-100%) (i) 25-100 Amp | 1 | 4 | 2 |  | 7 | 5 |  | 12 | 1 |  |  | 1 |  | 5 |  |  |  |  | 37 | 19859.4 | 734797.8 | 37 | 0
41 | Supply and erection of tube light, including rod, choke, starter with frame, flexible wire, including connection from ceiling rose, etc., complete ii)single rod (40 watts) with one choke and one starter. | 1 | 12 | 6 |  | 21 | 15 |  | 36 | 3 |  |  | 3 |  | 15 |  |  |  |  | 111 | 1995.3 | 221478.3 | 111 | 0
42 | Supply and erection of bakelite button holder shade, large size | 1 | 12 | 6 |  | 21 | 15 |  | 36 | 3 |  |  | 3 |  | 15 |  |  |  |  | 111 | 178.75 | 19841.25 | 111 | 0
43 | Carriage of 100 Cf t. (2.83 cu.m) of all materials like stone aggregate, spawl, kankar lime (unslaked), surkhi , etc. or 150 Cf t. (4.25 cu.m) timber, by truck or by any othermeans owned by the contractor from Sakhi Sarwar Quarry to site 275 Km including first 11KM hilly area. | [18 empty] | 0 |  |  | 0 | 0
i | PCC 1:4:8 | 100 | 405.5518 | 202.7759 |  | 709.7156 | 506.9397 |  | 1216.6554 | 101.3879 |  |  | 101.3879 |  | 506.9397 |  |  |  |  | 3751.354 | 14042.6 | 526787.64 | 3751.354 | 0
ii | PCC 1:2:4 | 100 | 161.4272 | 80.7136 |  | 282.4976 | 201.784 |  | 484.2816 | 40.3568 |  |  | 40.3568 |  | 201.784 |  |  |  |  | 1493.2016 | 14042.6 | 209684.3279 | 1493.2016 | 0
iii | RCC 1.2.4 | 100 | 607.4591 | 303.7296 |  | 1063.0535 | 759.3239 |  | 1822.3773 | 151.8648 |  |  | 151.8648 |  | 759.3239 |  |  |  |  | 5618.9968 | 14042.6 | 789053.2479 | 5618.9968 | 0
iv | DPC 1.2.4 | 100 | 28.38 | 14.19 |  | 49.665 | 35.475 |  | 85.14 | 7.095 |  |  | 7.095 |  | 35.475 |  |  |  |  | 262.515 | 14042.6 | 36863.9314 | 262.515 | 0
9 | Pump House
1 | Excavation in foundation of building, bridges and other structures, including dagbelling, dressing, refilling around structure with excavated earth, watering and ramming lead up to one chain and lift upto 5 ft. In ordinary soil (above 5 ft depth) | 1000 |  |  |  |  | 60639.3519 |  | 44596.7658 |  | 25000.7506 | 21403.7907 |  |  | 125135.8496 |  |  |  |  | 276776.5086 | 12735.6 | 3524914.903 | 216927882.821 |  | 63826446.6244
2 | Extra for slush or Daldal including dewatering. | 1000 |  |  |  |  | 60639.3519 |  | 44596.7658 |  | 25000.7506 | 21403.7907 |  |  | 125135.8496 |  |  |  |  | 276776.5086 | 12038.4 | 3331946.3212 |  |  | 36383456.567
3 | Cement concrete plain including, placing, compacting, finishing and curing complete (including screening and washing of stones aggregate) | [18 empty] | 0 |  |  |  |  | 23384765.3163
| a) Nominal mix ratio 1:4:8 | 100 |  |  |  |  | 2087.7431 |  | 971.791 |  | 733.6677 | 736.1262 |  |  | 1808.1333 |  |  |  |  | 6337.4614 | 34694.3 | 2198737.8618 |  |  | 23362466.8526
| b) Nominal mix ratio 1:2:4 | 100 |  |  |  |  | 1164.376 |  | 501.676 |  | 432.536 | 432.536 |  |  | 577.896 |  |  |  |  | 3109.02 | 47135.9 | 1465464.5582 |  |  | 69970747
4 | Providing and fabrication of mild steel reinforcement for cement concrete, including cutting , bending, laying in position, making joints and fastening, including cost of binding wire and labour charges for binding of steel reinforcement (also includes removal of rust from bars).Deformed Bars (Grade 60) | 100 |  |  |  |  | 117054.4686 |  | 63787.4339 |  | 40723.1332 | 40760.5282 |  |  | 129118.0059 |  |  |  |  | 391443.5697 | 30376.9 | 118908421.7128 |  |  | 216927882.3604
5 | Providing and laying reinforced cement concrete (including prestressed concrete), using Sulphate resisting cement; coarse sand and screened graded and washed aggregate, in required shape and design, including forms, moulds, shuttering, lifting, compacting, curing, rendering and finishing exposed surface, complete 2) Plastering done under soffit of R.C.C. (but excluding the cost of steel reinforcement, its fabrication and placing in position etc.) | [18 empty] | 0
| a) Reinforced cement concrete in roof slab, beams, columns lintels, girders and other structural members laid in situ or precast laid in position, or prestressed members cast in situ, complete in all respects. Type B (nominal mix 1:1.5:3) | 1 |  |  |  |  | 16160.0506 |  | 9101.68 |  | 5753.3425 | 5794.4625 |  |  | 18946.31 |  |  |  |  | 55755.8456 | 817.55 | 45583191.5907
| b) Reinforced cement concrete in roof slab, beams, columns lintels, girders and other structural members laid in situ or precast laid in position, or prestressed members cast in situ, complete in all respects. Type B (nominal mix 1:1.5:3) | 1 |  |  |  |  | 9852.0535 |  | 5073.3053 |  | 3296.2426 | 3263.4326 |  |  | 9746.5802 |  |  |  |  | 31231.6143 | 670.5 | 20940797.3881
6 | Bitumen coating to plastered or cement concrete surface. 14 lbs per 100 Sft (6.35 Kg. per Sq.m) | 100 |  |  |  |  | 6041.913 |  | 5294.2214 |  | 3466.0362 | 3489.5022 |  |  | 9774.575 |  |  |  |  | 28066.2478 | 1645.1 | 461717.8426
7 | Single layer of tiles 9"x4½"x1½" (225x113x40 mm) laid over 4"(100 mm) earth and 1" (25 mm) mud plaster without Bhoosa, grouted with cement sand 1:3 on top of RCC roof slab, provided with 34 lbs. per %Sft. or 1.72 Kg/Sq.m bitumen coating sand blinded. | 100 |  |  |  |  | 1758.1539 |  | 997.5381 |  | 648.7825 | 648.7825 |  |  | 1394.2756 |  |  |  |  | 5447.5326 | 13179.6 | 717963.0065
8 | Providing and laying polythene sheet under floor or roof complete 500 gauge. | 1 |  |  |  |  | 1758.1539 |  | 997.5381 |  | 648.7825 | 648.7825 |  |  | 1394.2756 |  |  |  |  | 5447.5326 | 11 | 59922.8586
9 | Providing, laying, cutting, jointing, testing and disinfecting PVC/ uPVC pipe line with `B' Class working pressure complete in all respects:- 4" i/d (100 mm) | 1 |  |  |  |  | 144 |  | 111 |  | 46 | 46 |  |  | 282 |  |  |  |  | 629 | 514.9 | 323872.1
10 | Providing and installing P.V.C. bends, of B.S.S.b) 4" i/d (100 mm) | 1 |  |  |  |  | 12 |  | 6 |  | 4 | 4 |  |  | 12 |  |  |  |  | 38 | 849.7 | 32288.6
11 | Making top khurra on roof 2' x 2' x 6". | 1 |  |  |  |  | 6 |  | 6 |  | 4 | 4 |  |  | 6 |  |  |  |  | 26 | 1159.65 | 30150.9
12 | Providing and fixing windows consisting of M.S. box section frame 2"x1½", (50x40mm) leaves frame 1½"x1" (40x25mm) box section frame for glazing 3/8"x3/8" (10x10mm) using 16 SWG sheet 'U' shaped rubber supported with 1"x1/8" (25x3mm) M.S. flat for fixing 3/16" (5 mm) thick glass panes M.S. box section ½"x½" (13x13mm) of 16 SWG for fixing 24 SWG wire gauze on outer side by means of ¾"x1/8" (20x3mm) M.S. flat and screws including grill of M.S. flat ½"x1/8" (13x3mm) or ¼"x¼" (6x6mm) square bar with independent frame of ½"x½" (13x13mm) box section of 16 SWG i/c all C.P. fitting and painting 3 coats complete in all respect. | 1 |  |  |  |  | 607.92 |  | 367.92 |  | 271.92 | 271.92 |  |  | 463.92 |  |  |  |  | 1983.6 | 2180.7 | 4325636.52
13 | Making and fixing steel grated door with 1/16" thick 1.5mm) sheeting, including angle iron frame 2"x2"x3/8" (50x50x10 mm) and ¾" (20 mm) square bars 4" (100 mm) | 1 |  |  |  |  | 196 |  | 176 |  | 176 | 176 |  |  | 184 |  |  |  |  | 908 | 2767 | 2512436
14 | Distempering:- 2 coats | 100 |  |  |  |  | 5921.946 |  | 3581.604 |  | 2528.601 | 2528.601 |  |  | 4838.895 |  |  |  |  | 19399.647 | 1212.35 | 235191.6204
15 | Providing and applying weather shield paint of approved quality on external surface of building including preparation of surface, application of primer complete in all respect: | 100 |  |  |  |  | 5354.995 |  | 3896.508 |  | 2362.251 | 2362.251 |  |  | 6169.1943 |  |  |  |  | 20145.1993 | 7379.1 | 1486534.4015
16 | Preparing surface and painting of doors and windows any type (including edges):- | 100 |  |  |  |  | 356 |  | 336 |  | 168 | 168 |  |  | 344 |  |  |  |  | 1372 | 3052.4 | 41878.928
17 | Providing and fixing 1¼x1¼"x3/16" (31x31x5 mm) angle" iron step, in manhole chambers, including carriage and setting the same in work to correct lines and levels. | 1 |  |  |  |  | 99 |  | 64 |  | 28 | 28 |  |  | 150 |  |  |  |  | 369 | 680.75 | 251196.75
18 | Providing/fixing stair railing consisting of M.S. Box section size 1-1/2"x3" of 16 SWG welded with M.S. flat 1"x1/8" continuously and welded over M.S. square bars 5/8"x5/8"punched in M.S. flat 2 ¾' high @ 5½" c/c fixed in steps of stair I/C painting 3 coats complete. | 1 | [6 empty] | 71.86 | [5 empty] | 40 |  |  |  |  | 111.86 | 1125.2 | 125864.872
19 | Providing and fixing trash rack as per drawing | 1 |  |  |  |  | 1368 |  | 368 |  | 184 | 184 |  |  | 696 |  |  |  |  | 2800 | 603 | 1688400
20 | Providing and layingTuff Pavers, having 7000PSI ,crushing strength of approved manufa cturer, over2"to3" sand cushion i/c grouting withsand in joints i/c finishing to require slope . complete in all respect. (50% Grey / 50% Coloured) 60-mm thick | 1 |  |  |  |  | 2738.75 |  | 1682.7508 |  | 1417.6664 | 1417.6664 |  |  | 2220.225 |  |  |  |  | 9477.0586 | 205.4 | 1946587.8364
21 | Providing & laying graded bajri ½" to 2" gauge on level (including carriage). | 100 |  |  |  |  | 738.42 |  | 418.97 |  | 272.49 | 272.49 |  |  | 585.6 |  |  |  |  | 2287.97 | 18017.6 | 412237.2827
22 | 1½"(40 mm) thick mosaic flooring, consisting of ½ " mosaic topping of one part of cement and marble powder in the ratio of 3:1 and two parts of marble chips, laid over 1"(25 mm) thick floor of 1:2:4 cement concrete, including rubbing and polishing complete with finishing :-using grey cement | 100 |  |  |  |  | 1758.1539 |  | 997.5381 |  | 648.7825 | 648.7825 |  |  | 1394.2756 |  |  |  |  | 5447.5326 | 29658.5 | 1615656.4562
23 | Mosaic dado or skirting with one part of cement and marble powder in the ratio of 3:1 and two parts of marble chips, laid over ½"(13 mm) thick cement plaster 1:3, including rubbing and polishing, complete with finishing:(a) using grey cement: i) 1/2"(13 mm) thick | 100 |  |  |  |  | 112.84 |  | 72.1 |  | 53.42 | 53.42 |  |  | 93.35 |  |  |  |  | 385.13 | 19146.85 | 73740.2634
24 | Providing and fixing marble strip of any shade for dividing the mosaic flooring into panels(a) Size 1½" x 3/8" (40 x 10 mm) | 1 |  |  |  |  | 900.26 |  | 519.15 |  | 389.75 | 389.75 |  |  | 723.4 |  |  |  |  | 2922.31 | 39.6 | 115723.476
25 | Providing and embedding 10"(250mm) wide PVC water stopper in expansion joints of RCC structures (Retaining walls, water tanks, Slabs) complete in all respect. 10mm thick | 1 |  |  |  |  | 473.5 |  | 236.66 |  | 173.29 | 176.57 |  |  | 312.94 |  |  |  |  | 1372.96 | 809.4 | 1111273.824
26 | Supply and erection of PVC pipe for wiring recessed in walls, including inspection boxes, pull boxes, hooks, cutting jharries and repairing surface, etc. complete with all specials. | [18 empty] | 0
| a) 20mm (3/4") i/d. | 1 |  |  |  |  | 500 |  | 150 |  | 100 | 100 |  |  | 350 |  |  |  |  | 1200 | 112.25 | 134700
| b) 25 mm (1") i/d | 1 |  |  |  |  | 300 |  | 150 |  | 100 | 100 |  |  | 250 |  |  |  |  | 900 | 133.6 | 120240
27 | Supply and erection of single core PVC insulated copper conductor cables, in prepaid P.V.C. pile/M.S. conduit/G.I. pipe/wooden strip batten/wooden casing and caping/G.I. wire/trenches (rate for cables only) (a) 250/440 volts, P.V.C. insulated. | [18 empty] | 0
| a) 3/0.74mm (3/0.029"). | 1 |  |  |  |  | 1000 |  | 500 |  | 250 | 250 |  |  | 1000 |  |  |  |  | 3000 | 35.7 | 107100
| b) 7/0.74mm (7/0.029"). | 1 |  |  |  |  | 500 |  | 300 |  | 200 | 200 |  |  | 500 |  |  |  |  | 1700 | 56.3 | 95710
28 | Supply and connection of M.S. sheet box of 16 SWG, 10 cm (4") deep with 4.75 mm thick (3/16") bakelite sheet top, for recessed wiring, including making holes for regulators switches, plugs etc. | [18 empty] | 0
| b) 17.5 x 10 cm (7" x 4"). | 1 |  |  |  |  | 10 |  | 5 |  | 3 | 3 |  |  | 10 |  |  |  |  | 31 | 522.75 | 16205.25
29 | Supply and erection of switches 5 amp. Piano Type. | 1 |  |  |  |  | 50 |  | 35 |  | 20 | 20 |  |  | 50 |  |  |  |  | 175 | 102.7 | 17972.5
30 | Supply and erection of backlite button holder shade, large size. | 1 |  |  |  |  | 15 |  | 10 |  | 5 | 5 |  |  | 15 |  |  |  |  | 50 | 178.75 | 8937.5
31 | Supply and erection of ceiling rose, bakelite. | 1 |  |  |  |  | 15 |  | 10 |  | 5 | 5 |  |  | 15 |  |  |  |  | 50 | 96.3 | 4815
32 | Suppling,Installation and comissioning of MCB (Miniature Circuit Breaker) of specified rating made of LEGRAND FRANCE/ GE U.S.A / SCHNEIDER GERMANY /SIEMEN GERMAN/TERASAKI JAPAN/ ABB SWITZERLAND in prelaid DBs and Panels i/c the cost of screwes,necessary wire completb) Double Pole(iii) 6-63 Amp (10 KA) | 1 |  |  |  |  | 1 |  | 1 |  | 1 | 1 |  |  | 1 |  |  |  |  | 5 | 5616.25 | 28081.25
33 | Suppling,Installation and comissioning of MCB (Miniature Circuit Breaker) of specified rating made of LEGRAND FRANCE/ GE U.S.A / SCHNEIDER GERMANY /SIEMEN GERMAN/TERASAKI JAPAN/ ABB SWITZERLAND in prelaid DBs and Panels i/c the cost of screwes,necessary wire complet Single Pole(iii) 6-63 Amp (10 KA) | 1 |  |  |  |  | 10 |  | 5 |  | 2 | 2 |  |  | 10 |  |  |  |  | 29 | 1453.75 | 42158.75
34 | Providing and fixing Pakistan Energy Label NEECA approved Copper winded wall bracket Fan i/c the cost of necessary cable and hardware for connection as approved and directed by Engineer Incharge.ii) 24" Sweep dia | 1 |  |  |  |  | 10 |  | 6 |  | 4 | 4 |  |  | 10 |  |  |  |  | 34 | 11398.45 | 387547.3
35 | Supply and erection of tube light, including rod, choke, starter with frame, flexible wire, including connection from ceiling rose, etc., complete ii)single rod (40 watts) with one choke and one starter. | 1 |  |  |  |  | 15 |  | 10 |  | 5 | 5 |  |  | 15 |  |  |  |  | 50 | 1995.3 | 99765
| Lining Portion | [18 empty] | 0
36 | Barrow pit excavation undressed lead up to 100 ft in ordinary soil. | 1000 | [6 empty] | 34138.375 |  | 10698.49 | 14034.925 | [7 empty] | 58871.79 | 10533.6 | 620131.8871
37 | Compaction of earth work with power Road Roller, i.c ploughing mixing, moistening earth to optimum moisture content in layer etc; complete 90 % maximum modified AASHO dry denisty | 1000 | [6 empty] | 34138.375 |  | 10698.49 | 14034.925 | [7 empty] | 58871.79 | 1437.5 | 84628.1981
38 | Earthwork excavation in irrigation channels, drains, etc. to designed section, grades and profiles, excavated material disposed off undressed within 50 ft. (15 m) lead:- ordinary Soil | 1000 | [6 empty] | 5910.3 |  | 4319.855 | 4319.855 | [7 empty] | 14550.01 | 5033.7 | 73240.3853
| Cement plaster 1.5" (40 mm) thick ratio 1:6:- | [18 empty] | 0
| a) In bed | 100 | [6 empty] | 1100 |  | 700 | 700 | [7 empty] | 2500 | 6512.05 | 162801.25
| b) On slope | 100 | [6 empty] | 1540 |  | 1168 | 1168 | [7 empty] | 3876 | 7363.45 | 285407.322
39 | Cement concrete lining, using washed screened and graded stone aggregate:- | [18 empty] | 0
| a) In bed, ratio 1:2:4 | 100 | [6 empty] | 376.75 |  | 239.75 | 239.75 | [7 empty] | 856.25 | 49016.9 | 419707.2062
| b) On slope, ratio 1:2:4 | 100 | [6 empty] | 527.45 |  | 400.04 | 400.04 | [7 empty] | 1327.53 | 51301.8 | 681046.7855
40 | Providing and placing cement, sand and bituminous joint sealant in ratio 1:2:3, 1/2" wide, 1" deep. | 1 | [6 empty] | 264 |  | 186.8 | 186.8 | [7 empty] | 637.6 | 17.3 | 11030.48
41 | Bitumen coating to plastered or cement concrete surface:- 10 lbs. per 100 Sft. | 100 | [6 empty] | 132 |  | 93.4 | 93.4 | [7 empty] | 318.8 | 1539.8 | 4908.8824
10 | Inlets
1 | Excavation in foundation of building, bridges, and other structures, including dag belling, dressing refilling around structure with excavated earth, watering and ramming lead upto one chain (30m)and lift upto 5' (1.5 m) (b) in ordinary soil.By Manual | 1000 | [6 empty] | 14140.7599 | 3514.6564 | 12209.0005 | 11890.3253 | 4728.651 | [6 empty] | 46483.3931 | 15824.15 | 735560.1849 | 31715323.4065 | 31715324
2 | Cement concrete plain including, placing, compacting, finishing and curing complete (including screening and washing of stones aggregate) | [18 empty] | 0 |  |  | 0.5935
| a) Nominal mix ratio 1:4:8 | 100 | [6 empty] | 1744.5219 | 463.386 | 1730.8731 | 1730.8731 | 695.079 | [6 empty] | 6364.7331 | 34694.3 | 2208199.5959
| b) Nominal mix ratio 1:2:4 | 100 | [6 empty] | 180.3656 | 48.0975 | 180.3656 | 180.3656 | 72.1462 | [6 empty] | 661.3406 | 47135.9 | 311728.8557
3 | Pacca brick work other than buildings upto 10 feet height. Cement sand mortar ratio 1:4 | 100 | [6 empty] | 2798.8875 | 746.37 | 2798.8875 | 2798.8875 | 1119.555 | [6 empty] | 10262.5875 | 35727 | 3666514.6361
4 | Providing and laying reinforced cement concrete (including prestressed concrete), using Sulphate resisting cement; coarse sand and screened graded and washed aggregate, in required shape and design, including forms, moulds, shuttering, lifting, compacting, curing, rendering and finishing exposed surface, complete 2) Plastering done under soffit of R.C.C. (but excluding the cost of steel reinforcement, its fabrication and placing in position etc.) | [18 empty] | 0
| a) Reinforced cement concrete in roof slab, beams, columns lintels, girders and other structural members laid in situ or precast laid in position, or prestressed members cast in situ, complete in all respects. Type B (nominal mix 1:1.5:3) | 1 | [6 empty] | 2377.125 | 625.5 | 2314.125 | 2314.125 | 938.25 | [6 empty] | 8569.125 | 817.55 | 7005688.1437
| b) Reinforcement cement concrete in slab of rafts/strip foundation, base slab of column and retaining walls, etc and other structural members not requiring form work(i.e horizontal shuttering) complete in all respect: Type B (Nominal Mix 1:1.5:3 ) | 1 | [6 empty] | 823.5 | 216 | 796.5 | 796.5 | 324 | [6 empty] | 2956.5 | 670.5 | 1982333.25
5 | Providing and Fabrication of mild steel reinforcement for cement concrete, including cutting, bending, laying in position, making joints and fastenings, including cost of binding wire and labour charges for binding of steel reinforcement (also includes removal of rust from bars):- Deformed bars (Grade-60). | 100 | [6 empty] | 9601.875 | 2524.5 | 9331.875 | 9331.875 | 3786.75 | [6 empty] | 34576.875 | 30376.9 | 10503382.7419
6 | Providing and laying dry, hand packed stone apron as per drawing | 100 | [6 empty] | 4464.8392 | 949.9872 | 2649.9022 | 2331.227 | 881.6472 | [6 empty] | 11277.6028 | 6849 | 772403.0158
7 | Rehandling of earthwork:Upto a lead of 50 ft. (15 m). | 1000 | [6 empty] | 4880 | 1280 | 4720 | 4720 | 1920 | [6 empty] | 17520 | 5266.8 | 92274.336
8 | Carriage of 100 Cf t. (2.83 cu.m) of all materials like stone aggregate, spawl, kankar lime (unslaked), surkhi , etc. or 150 Cf t. (4.25 cu.m) timber, by truck or by any othermeans owned by the contractor from Sakhi Sarwar Quarry to site 275 Km including first 11KM hilly area. | [18 empty] | 0
i | PCC 1:4:8 | 100 | [6 empty] | 1674.741 | 444.8506 | 1661.6382 | 1661.6382 | 667.2758 | [6 empty] | 6110.1438 | 14042.6 | 858023.0499
i | PCC 1:2:4 | 100 | [6 empty] | 158.7217 | 42.3258 | 158.7217 | 158.7217 | 63.4887 | [6 empty] | 581.9797 | 14042.6 | 81725.0884
ii | RCC 1:1.5:3 | 100 | [6 empty] | 2688.525 | 706.86 | 2612.925 | 2612.925 | 1060.29 | [6 empty] | 9681.525 | 14042.6 | 1359537.8296
iii | Dry Hand Pack Stone | 100 | [6 empty] | 6027.5329 | 1282.4827 | 3577.368 | 3147.1565 | 1190.2237 | [6 empty] | 15224.7638 | 14042.6 | 2137952.6786
11 | Construction of New Quarter for Tube well Operator
1 | Excavation in foundation of building, bridges, and other structures, including dag belling, dressing refilling around structure with excavated earth, watering and ramming lead upto one chain (30m)and lift upto 5' (1.5 m) (b) in ordinary soil. By Manual | 1000 | 72531.6637 | [16 empty] | 72531.6637 | 15824.15 | 1147751.9269 | 142723568.5152
2 | Spraying antitermite liquid mixed with water ratio 1:40 | 1 | 88776.1875 | [16 empty] | 88776.1875 | 12.55 | 1114141.1531
3 | Cement concrete plain including, placing, compacting, finishing and curing complete (including screening and washing of stones aggregate) | [18 empty] | 0
| a) Nominal mix ratio 1:4:8 | 100 | 11548.9237 | [16 empty] | 11548.9237 | 34694.3 | 4006818.2526
5 | Providing and laying damp proof course of cement 1:2:4 (using cement, sand and shingle), including bitumen coating with one coat of bitumen and one coat polythenesheet 500 gauge 1½" thick (40 mm). | 100 | 8834.1094 | [16 empty] | 8834.1094 | 11460.2 | 1012406.6026
6 | Providing and laying vertical damp proof course with cement sand plaster and bitumen coating with one coat of bitumen and one coat of polythene sheet 500 gauge-Ratio 1:3 a) ½ " thick (13 mm) | 100 | 8771.49 | [16 empty] | 8771.49 | 7607.35 | 667277.9445
7 | Filling watering ramming earth under floors with surplus earth from foundation etc. | 1000 | 31674.37 | [16 empty] | 31674.37 | 7547.75 | 239070.2262
8 | Pacca brick work in ground floor. Cement sand mortar Ratio 1:4 | 100 | 47794.11 | [16 empty] | 47794.11 | 35830.6 | 17124916.3777
9 | Providing and laying reinforced cement concrete (including prestressed concrete), using Sulphate resisting cement; coarse sand and screened graded and washed aggregate, in required shape and design, including forms, moulds, shuttering, lifting, compacting, curing, rendering and finishing exposed surface, complete 2) Plastering done under soffit of R.C.C. (but excluding the cost of steel reinforcement, its fabrication and placing in position etc.) - a) Reinforced cement concrete in roof slab, beams, columns lintels, girders and other structural members laid in situ or precast laid in position, or prestressed members cast in situ, complete in all respects. Type C (nominal mix 1:2:4) | 1 | 21724.43 | [16 empty] | 21724.43 | 741.85 | 16116268.3955
10 | Providing and Fabrication of mild steel reinforcement for cement concrete, including cutting, bending, laying in position, 13 making joints and fastenings, including cost of binding wire and labour charges for binding of steel reinforcement (also includes removal of rust from bars):- Deformed bars (Grade-60). | 100 | 65173.29 | [16 empty] | 65173.29 | 30376.9 | 19797625.13
11 | Providing and fixing windows consisting of M.S box section frame 2" x 1½" ( 50 x 40mm) Leaves frame 1½" x 1" (40 x 25 mm) box section frame for glazing 3/8" x 3/8" (10 x 10 mm) using 16 SWG sheet 'U' shaped rubber supported with 1" x 1/8" (25 x 3 mm) M.S. flat for fixing 3/16" (5 mm) thick glass panes M.S. box section 1/2" x 1/2" (13 x 13 mm) of 16 SWG for fixing 24 SWG wire gauge on outer side by means of 3/4" x 1/8" (20 x 3 mm) M.S. flat and screws including grill of M.S. flat 1/2" x 1/8" (13 x 3 mm) or 1/4" x 1/4" (6 x 6 mm) square bar with independent frame of 1/2" x 1/2" (13 x 13 mm) box section of 16 SWG i/c all C.P fitting and painting 3 coats complete in all respect. | 1 | 3276 | [16 empty] | 3276 | 2180.7 | 7143973.2
12 | Providing and fixing mild steel chowkat of doors windows C. windows etc. including holdfast making and threading 18 holes for hinges etc. complete 1½" x 1½" x 1/4" (40 x 40 x 6 mm) welded with M.S. flat 2" x 1/4" (50 m M.S. angle iron). | 1 | 3822 | [16 empty] | 3822 | 457.1 | 1747036.2
13 | Providing and fixing 1½" (40 mm) thick solid flush door shutter sterling or equivalent with commercial ply (5mm thick) on both sides double pressed and deodar wood lapping 1½" x 3/8" (40 mm x 10 mm) around shutter including chromium plated fitting, iron hinges with aluminum kick plate 22 SWG on both sides and finger plate complete in all respect. | 1 | 3822 | [16 empty] | 3822 | 638.85 | 2441684.7
14 | Providing and laying single layer of tile 9" x 4½" x 1½" laid over 4" earth and 1" thick mud plaster without bhoosa, grouted with cement mud (1:3) on top of R.C.C. roof, slab, provided with 34 lbs. per % Sft. Or 1.72 Kg./Sq.m. bitumen coating sand blinded. | 100 | 33854.8438 | [16 empty] | 33854.8438 | 13179.6 | 4461932.9869
15 | Providing and laying polythene sheet under floor or roof complete 500 gauge. | 1 | 34218.8438 | [16 empty] | 34218.8438 | 11 | 376407.2812
16 | Supplying and filling sand under floor or plugging in wells. | 100 | 7420.14 | [16 empty] | 7420.14 | 3987 | 295840.9818
17 | Providing and laying watering and ramming brick ballast 1½" to 2" (40 mm to 50 mm) mixed with 25% sand for floor foundation complete in all respect. | 100 | 9109.1 | [16 empty] | 9109.1 | 12801.2 | 1166074.1092
18 | 1½"(40 mm) thick mosaic flooring, consisting of ½ " mosaic topping of one part of cement and marble powder in the ratio of 3:1 and two parts of marble chips, laid over 1"(25 mm) thick floor of 1:2:4 cement concrete, including rubbing and polishing complete with finishing :-using grey cement | 100 | 22325.3713 | [16 empty] | 22325.3713 | 29658.5 | 6621370.2322
19 | Mosaic dado or skirting with one part of cement and marble powder in the ratio of 3:1 and two parts of marble chips, laid over ½"(13 mm) thick cement plaster 1:3, including rubbing and polishing, complete with finishing:(a) using grey cement: i) 1/2"(13 mm) thick | 100 | 14054.04 | [16 empty] | 14054.04 | 19146.85 | 2690905.9577
20 | Providing and fixing marble strip of any shade for dividing the mosaic flooring into panels(a) Size 1½" x 3/8" (40 x 10 mm) | 1 | 22750 | [16 empty] | 22750 | 39.6 | 900900
21 | Cement concrete plain including, placing, compacting, finishing and curing complete (including screening and washing of stones aggregate) | [18 empty] | 0
| b) Nominal mix ratio 1:2:4 | 100 | 1780.1875 | [16 empty] | 1780.1875 | 47135.9 | 839107.3998
22 | Cement plaster 1:4 upto 20' (6.00 m) height 1/2" (13 mm) thick. | 100 | 113184.6625 | [16 empty] | 113184.6625 | 4614.1 | 5222453.5124
23 | Cement plaster 3/8" (10 mm thick under soffit of R.C.C. roof slabs only, upto 20' height (Ratio 1:3). | 100 | 21116.55 | [16 empty] | 21116.55 | 5264.65 | 1111712.4496
24 | Distempering:- 3 coat | 100 | 99928.2375 | [16 empty] | 99928.2375 | 1548.2 | 1547088.973
25 | Providing and applying weather shield paint of approved quality on external surface of building including preparation of surface, application of primer complete in all respect: | 100 | 31339.945 | [16 empty] | 31339.945 | 7379.1 | 2312605.8815
26 | Cement pointing struck joints on wall upto 20' (6m) height (a) Ratio 1:2 including extra cost of labour and material for red oxide pigment in cement pointing to match with the colour of bricks. | 100 | 65280.215 | [16 empty] | 65280.215 | 5012.65 | 3272268.6972
27 | Providing, laying, cutting, jointing, testing and disinfecting PVC/ uPVC pipe line with `B' Class working pressure complete in all respects:- 4" i/d (100 mm) | 1 | 1183 | [16 empty] | 1183 | 514.9 | 609126.7
28 | Providing and installing P.V.C. bends, of B.S.S.b) 4" i/d (100 mm) | 1 | 182 | [16 empty] | 182 | 849.7 | 154645.4
29 | Making top khurra on roof 2' x 2' x 6". | 1 | 91 | [16 empty] | 91 | 1159.65 | 105528.15
30 | Providing and fixing sliding; bolt to doors iron sliding bolt, 10" (250 mm) long. | 1 | 182 | [16 empty] | 182 | 656.85 | 119546.7
31 | Painting new surface (c) preparing surface and painting of doors and windows any type (including edges) priming coat and 2 subsequent coats of paint. | 100 | 7644 | [16 empty] | 7644 | 3052.4 | 233325.456
32 | Providing and fitting glazed earthen ware water closet, squatter type (Orisa pattern) combined with foot rest white. | 1 | 91 | [16 empty] | 91 | 4105.05 | 373559.55
33 | Providing and fitting "P" trap 10 cm (4") glazed. | 1 | 273 | [16 empty] | 273 | 463.15 | 126439.95
34 | Providing and Fixing chromium plated bib cock (ii)1.5 cm (1/2"). | 1 | 364 | [16 empty] | 364 | 1639.2 | 596668.8
35 | Providing & fitting plastic made low down flushing cistern 13.63 litre (3 gallons) capacity, including bracket set, copper connection, etc. complete (i) white. | 1 | 91 | [16 empty] | 91 | 8069.2 | 734297.2
36 | Providing, laying, cutting, jointing, testing and disinfecting PVC/ uPVC pipe line with `B' Class working pressure complete in all respects:- 4" i/d (100 mm) | 1 | 9100 | [16 empty] | 9100 | 514.9 | 4685590
37 | Providing and installing P.V.C. bends, of B.S.S.b) 4" i/d (100 mm) | 1 | 364 | [16 empty] | 364 | 849.7 | 309290.8
38 | Providing and installing P.V.C. tees, of B.S.S.Class `B' working pressure:-b) 4" i/d (100 mm) | 1 | 364 | [16 empty] | 364 | 2374.25 | 864227
39 | Providing,laying,testing and commissioning of POLYPROPYLENE RANDOM COPOLYMER (PPRC water supply pipe ( Dadex/ Popular/ Beta or approved equivalent manufacturer, withs pecified pressure rating PN (PRESSURE NOMINAL) and conforming to DIN8077-8078 codei/ccost of solvent,specials,making jharries complete in all respect as approved and directed by Engineer Incharge.(Internal/ExternalDiametersmentioned). a) PN-16 pipe | [18 empty] | 0
i | a) 20mm | 1 | 9100 | [16 empty] | 9100 | 62.95 | 572845
ii | b) 25mm | 1 | 4550 | [16 empty] | 4550 | 87.1 | 396305
40 | Providing and fixing looking glass (mirror) 22" x 16" (55 x 40) cm, and 5 mm thick glass first quality. | 1 | 91 | [16 empty] | 91 | 1457.7 | 132650.7
41 | Providing and fixing stainless steel sink with drain board, size 120 x 60 cm (48 x 24") including bracket set, waste pipe and waste coupling. | 1 | 91 | [16 empty] | 91 | 15209.1 | 1384028.1
42 | Providing and fitting. | [18 empty] | 0
| a) Plastic soap dish. | 1 | 91 | [16 empty] | 91 | 1380 | 125580
| b) Plastic towel rail. | 1 | 91 | [16 empty] | 91 | 1610 | 146510
| c) plastic shelf 60x13cm (24" x 5") with bracket and railing. | 1 | 91 | [16 empty] | 91 | 1035 | 94185
43 | Providing and fixing chromium plated tee stop cock 15 mm (1/2"). | 1 | 91 | [16 empty] | 91 | 1999.2 | 181927.2
44 | Supply and erection of PVC pipe for wiring recessed in walls, including inspection boxes, pull boxes, hooks, cutting jharries and repairing surface, etc. complete with all specials. | [18 empty] | 0
| a) 20mm (3/4") i/d. | 1 | 9100 | [16 empty] | 9100 | 112.25 | 1021475
| b) 25 mm (1") i/d | 1 | 4550 | [16 empty] | 4550 | 133.6 | 607880
45 | Supply and erection of single core PVC insulated copper conductor cables, in prepaid P.V.C. pile/M.S. conduit/G.I. pipe/wooden strip batten/wooden casing and caping/G.I. wire/trenches (rate for cables only) (a) 250/440 volts, P.V.C. insulated. | [18 empty] | 0
| a) 3/0.74mm (3/0.029"). | 1 | 27300 | [16 empty] | 27300 | 35.7 | 974610
| b) 7/0.74mm (7/0.029"). | 1 | 9100 | [16 empty] | 9100 | 56.3 | 512330
46 | Supply and erection of copper conductor cable for service connection in prepaid pipe/G.I. wire/trenches, etc. (rate for cable only) (a) PVC insulated, PVC sheathed, twin core, 250/440 volts 7/0.44" (7/1.12mm). | 1 | 18200 | [16 empty] | 18200 | 237.65 | 4325230
47 | Supply and connection of M.S. sheet box of 16 SWG, 10 cm (4") deep with 4.75 mm thick (3/16") bakelite sheet top, for recessed wiring, including making holes for regulators switches, plugs etc. | [18 empty] | 0
| a) 10 x 10 cm (4" x 4"). | 1 | 182 | [16 empty] | 182 | 382.3 | 69578.6
| b) 17.5 x 10 cm (7" x 4"). | 1 | 364 | [16 empty] | 364 | 522.75 | 190281
| c) 22.5 x 10 cm (9" x 4"). | 1 | 91 | [16 empty] | 91 | 668.8 | 60860.8
48 | Supply and erection of switches 5 amp. Piano Type. | 1 | 3185 | [16 empty] | 3185 | 102.7 | 327099.5
49 | Supply and erection of backlite button holder shade, large size. | 1 | 546 | [16 empty] | 546 | 178.75 | 97597.5
50 | Supply and erection of ceiling rose, bakelite. | 1 | 546 | [16 empty] | 546 | 96.3 | 52579.8
51 | Supply and erection of wall socket with 3 pin 5 amp shoe. | 1 | 182 | [16 empty] | 182 | 204.7 | 37255.4
52 | Supply and erection of 3 pin switch and plug combined recessed type (ii) 10/15 amp. | 1 | 182 | [16 empty] | 182 | 213.1 | 38784.2
53 | P/F wall mounted DB (Distribution Board) made with 16SWG Sheet (Recessded/Surface mounted Type), Powder coated Paint, i/c the cost of Lock, Indication lights,Thimble, Copper Comb, Wiring, Netural & Earth Bar, Door Earthing, Digital Voltmeter,Digital Ammeter,Volt Selector Switch,Ammeter selector switch,Current Transformers and Controles Complete in all respect as approved and directed by the Engineer Incharge (Breakers will be Paid Separately)(a) 6" deep (i) 20~60A | 1 | 91 | [16 empty] | 91 | 24422.65 | 2222461.15
54 | Suppling,Installation and comissioning of MCB (Miniature Circuit Breaker) of specified rating made of LEGRAND FRANCE/ GE U.S.A / SCHNEIDER GERMANY /SIEMEN GERMAN/TERASAKI JAPAN/ ABB SWITZERLAND in prelaid DBs and Panels i/c the cost of screwes,necessary wire completb) Double Pole(iii) 6-63 Amp (10 KA) | 1 | 91 | [16 empty] | 91 | 5616.25 | 511078.75
55 | Suppling,Installation and comissioning of MCB (Miniature Circuit Breaker) of specified rating made of LEGRAND FRANCE/ GE U.S.A / SCHNEIDER GERMANY /SIEMEN GERMAN/TERASAKI JAPAN/ ABB SWITZERLAND in prelaid DBs and Panels i/c the cost of screwes,necessary wire complet Single Pole(iii) 6-63 Amp (10 KA) | 1 | 364 | [16 empty] | 364 | 1453.75 | 529165
56 | Supply and erection of 3/8" (10mm) dia M.S. bar fan hook, placed at the time of casting of slab. | 1 | 91 | [16 empty] | 91 | 83.75 | 7621.25
57 | Providing and fixing Pakistan Energy Label NEECA approved Copper winded Ceiling Fan i/c the cost of necessary cable and hardware for connection as approved and directed by Engineer Incharge. 56" Sweep | 1 | 91 | [16 empty] | 91 | 10815.4 | 984201.4
58 | Erecting of ceiling fan along with regulator (all sizes) including carriage local railway station/ store to site of work, electric wire/cable for suspension rod and board connection and cutting, threading on the rod where necessary. | 1 | 91 | [16 empty] | 91 | 663.65 | 60392.15
59 | Supply and erection of tube light, including rod, choke, starter with frame, flexible wire, including connection from ceiling rose, etc., complete ii)single rod (40 watts) with one choke and one starter. | 1 | 546 | [16 empty] | 546 | 1995.3 | 1089433.8
60 | Provided and installed 1 HP electric water pump with 70 ft bore, and successfully installed a 200-gallon water tank including all accessories and plumbing connections. | 1 | 91 | [16 empty] | 91 | 99800 | 9081800
61 | Carriage of 100 Cf t. (2.83 cu.m) of all materials like stone aggregate, spawl, kankar lime (unslaked), surkhi , etc. or 150 Cf t. (4.25 cu.m) timber, by truck or by any othermeans owned by the contractor from Sakhi Sarwar Quarry to site 275 Km including first 11KM hilly area. | [18 empty] | 0
i | PCC 1:4:8 | 100 | 11086.9668 | [16 empty] | 11086.9668 | 14042.6 | 1556898.3999
ii | PCC 1:2:4 | 100 | 1566.565 | [16 empty] | 1566.565 | 14042.6 | 219986.4567
iii | RCC 1.2.4 | 100 | 19117.4984 | [16 empty] | 19117.4984 | 14042.6 | 2684593.8303
iv | DPC 1.2.4 | 100 | 971.752 | [16 empty] | 971.752 | 14042.6 | 136459.2507 | 142723568.5152
12 | Electrical Work
1 | HT Spun Pole 45' | 1 | 25 | [16 empty] | 25 | 71344 | 1783600
2 | HT S/STRUCTURE Pole 36' | 1 | 700 | [16 empty] | 700 | 71680 | 50176000
3 | Earthing | 1 | 700 | [16 empty] | 820 | 5488 | 4500160
4 | Steel -X-ARMS | 1 | 1000 | [16 empty] | 1760 | 8333 | 14666080
5 | 11-KV Disc: Insulator | 1 | 1500 | [16 empty] | 1500 | 4250 | 6375000
6 | Eye Nut/Ahchore Shakle/D.End Clump | 1 | 1200 | [16 empty] | 1200 | 609 | 730800
7 | 11KV Pin Insulator with Pins | 1 | 250 | [16 empty] | 2350 | 1797 | 4222950
8 | D-Shakel + Spool Insulator | 1 | 1000 | [16 empty] | 1000 | 599 | 599000
9 | DA Bolts | 1 | 700 | [16 empty] | 700 | 358 | 250600
10 | Nuts & Bolts 14" | 1 | 500 | [16 empty] | 500 | 208 | 104000
11 | Nuts & Bolts 12" | 1 | 500 | [16 empty] | 500 | 184 | 92000
12 | Nuts & Bolts 02" | 1 | 200 | [16 empty] | 200 | 49 | 9800
13 | Stay Rod + stay strips Complete | 1 | 150 | [16 empty] | 150 | 3935 | 590250
14 | Stay Wire | 1 | 1200 | [16 empty] | 1870 | 399 | 746130
15 | ACSR Rabbit Conductor | 1 | 55000 | [16 empty] | 58200 | 246 | 14317200 | 99163570
16 | Transformer 400-KVA | 1 | 2 | [16 empty] | 2 | 2189000 | 4378000 | 40158955
17 | Transformer 100-KVA | 1 | 5 | [16 empty] | 5 | 506760 | 2533800
18 | Transformer 50-KVA | 1 | 5 | [16 empty] | 5 | 400567 | 2002835
19 | Transformer 25-KVA | 1 | 40 | [16 empty] | 40 | 286340 | 11453600
23 | Plate form D/Edge | 1 | 60 | [16 empty] | 60 | 24290 | 1457400
25 | Nuts & Bolts | 1 | 500 | [16 empty] | 500 | 198 | 99000
26 | D-Fues Fitting Set | 1 | 150 | [16 empty] | 150 | 18250 | 2737500
27 | Steel Crass arm for D fuse Mounting | 1 | 50 | [16 empty] | 50 | 4770 | 238500
28 | LT Capacitor | 1 | 50 | [16 empty] | 50 | 10900 | 545000
29 | LT Spun Pole 31' | 1 | 500 | [16 empty] | 500 | 23650 | 11825000
30 | street light pole bracket 30 mm (1¼") G.I. pipe 2 metre long, complete with 2 No. pole clamp. (Ch-24) [Pump station + Tubewell Rooms) | 1 | 200 | [16 empty] | 200 | 3378.5 | 675700
31 | Supply and erection of pole mounted street light, holders, shade and glass, etc., for fitting 125/250 watts mercury vapour lamp (excluding cost of lamps): ii) Philips design (Ch 24) [Pump station + Tubewell Rooms) | 1 | 200 | [16 empty] | 200 | 6949.8 | 1389960
32 | Supply and fitting of mercury vapour lamp, complete with choke set ii) 250 watt lamp (Ch 24) [Pump station + Tubewell Rooms) | 1 | 200 | [16 empty] | 200 | 4113.3 | 822660
33 | PVC 4/C Cable 19.083 (70mm Armoured | 1 | 5000 | [16 empty] | 5000 | 976 | 4880000
34 | AMR METER HT/LT Type (bi-directional) | 1 | 50 | [16 empty] | 50 | 48900 | 2445000
35 | ATB A-Type 100/5 | 1 | 10 | [16 empty] | 10 | 31300 | 313000
36 | Earthing | 1 | 20 | [16 empty] | 20 | 5488 | 109760
37 | CTs 100/5 Amp | 1 | 80 | [16 empty] | 80 | 10530 | 842400
38 | (A) Cost of 11 KV Line material | 1 | [17 empty] | 0 | 16263340 | 16263340
39 | (B) Cost of Sub Station material | 1 | [17 empty] | 0 | 5598490 | 5598490
40 | (c.) Cost of service and Metering material | 1 | [17 empty] | 0 | 1034832 | 1034832
41 | Earthing Pit & Material will be provided by consumer | 1 | [17 empty] | 0 | 8064000 | 8064000
42 | Contractor Charges/ Foundation Charges 60000 x 700 | 1 | [17 empty] | 0 | 42000000 | 42000000
43 | Feeder Rehablitation Charges / Security | 1 | [17 empty] | 0 | 2000000 | 2000000 | 222873347
44 | 630 KVA TRANSFORMER | 1 | [8 empty] | 2 | [8 empty] | 2 | 2375000 | 4750000 | 13826383 | 14594316
45 | 200 KVA TRANSFORMER | 1 |  |  |  |  | 1 |  | 1 | [10 empty] | 2 | 904422 | 1808844 |  | 767933
46 | D/STRUCTURE PLATEFORM | 1 |  |  |  |  | 1 |  | 1 |  | 5 | [8 empty] | 7 | 24290 | 170030
48 | LT PCC POLE | 1 |  |  |  |  | 1 |  | 1 |  | 25 | [8 empty] | 27 | 23650 | 638550
49 | ATB A TYPE | 1 |  |  |  |  | 2 |  | 2 |  | 3 | [8 empty] | 7 | 31300 | 219100
50 | CTS 100/5 | 1 |  |  |  |  | 8 |  | 8 |  | 12 | [8 empty] | 28 | 10530 | 294840
51 | 25 KVATRANSFORMER | 1 | 1 | 1 | 1 | 1 |  | 1 |  | 1 | [9 empty] | 6 | 286340 | 1718040
52 | S/STRUCTURE PLATEFORM | 1 | 1 | 1 | 1 | 1 |  | 1 |  | 1 | [9 empty] | 6 | 15786 | 94716
53 | HT PCC POLE | 1 | 3 | 1 | 1 | 4 |  | 1 |  | 1 | [9 empty] | 12 | 33000 | 396000
55 | D-Fuse Fitting | 1 | 3 | 3 | 3 | 3 | 3 | 3 | 3 | 3 | 9 | [8 empty] | 33 | 18250 | 602250
56 | ACSR RABBIT | 1 | 930 | 30 | 380 | 1130 | 50 | 380 | 50 | 290 | 150 | [8 empty] | 3390 | 245 | 830550
57 | AMR METER | 1 | 1 | 1 | 1 | 1 | 1 | 1 | 1 | 1 | 1 | [8 empty] | 9 | 35200 | 316800
58 | Pin Insulator with Pins | 1 | 9 | 6 | 6 | 12 | 6 | 6 | 6 | 6 | 8 | [8 empty] | 65 | 1797 | 116805
59 | 11 KV Disc | 1 | 6 |  | 6 | 6 |  | 6 |  | 6 | [9 empty] | 30 | 4250 | 127500
60 | Stay Rods | 1 | 4 |  | 2 | 4 |  | 2 |  | 2 | [9 empty] | 14 | 3591 | 50274
62 | Earth Rods | 1 | 7 | 3 | 4 | 8 | 4 | 4 | 4 | 4 | 20 | [8 empty] | 58 | 1498 | 86884
63 | PVC 4/C 19/.052 | 1 | 30 | 30 | 30 | 30 | 100 | 100 |  | 200 | [9 empty] | 420 | 435 | 182700
64 | PVC 4/C 19/.083 | 1 | [6 empty] | 200 |  | 1000 | [8 empty] | 1300 | 975 | 1267500
65 | Nuts & Bolts | L/S | 1 | 1 | 1 | 1 | 1 | 1 | 1 | 1 | 1 | [8 empty] | 9 | 155000 | 155000
66 | Civil Work Charges (Contactor Charges) | 1 | 3 | 1 | 1 | 4 | 1 | 1 | 2 | 1 | 1 | [8 empty] | 15 | 15000 | 225000 | 236924730 | 3629203
67 | Providing and fixing barbed wire fencing, with 4 horizontal and two cross wires, with R.C.C. 1:2:4 posts, 5.5'x6"x9" (1.68mx150mmx225 mm) at 8 ft. (2.45 m) center to center, reinforced with 4 No. 3/8" (10 mm) dia vertical bars and 1/8" (3 mm) dia stirrups 12" (300 mm) center to center, complete in all respects. in cement concrete 1:4:8 base of size 12"x12"x21" | 100 | 49390 | [16 empty] | 49390 | 69347.9 | 34250927.81 |  | 240553933
68 | Excavation in foundation of building, bridges, and other structures, including dag belling, dressing refilling around structure with excavated earth, watering and ramming lead upto one chain (30m)and lift upto 5' (1.5 m) (b) in ordinary soil. | 1000 | 2062.982 | [16 empty] | 2062.982 | 15824.15 | 32644.9366 |  | -623
69 | Cement concrete plain including, placing, compacting, finishing and curing complete (including screening and washing of stones aggregate) a) Nominal mix ratio 1:4:8 | 100 | 515.7455 | [16 empty] | 515.7455 | 34694.3 | 178934.291
71 | Providing and laying damp proof course of cement 1:2:4 (using cement, sand and shingle), including bitumen coating with 2 coats of bitumen: 1½" thick (40 mm). | 100 | 427.5 | [16 empty] | 427.5 | 11851.7 | 50666.0175
72 | Pacca brick work other than building upto 10ft. (3 m) Ratio 1:4 | 100 | 1656.5625 | [16 empty] | 1656.5625 | 35727 | 591840.0844
73 | Cement plaster 1:4 upto 20' (6.00 m) height 1/2" (13 mm) thick. | 100 | 6225.4688 | [16 empty] | 6225.4688 | 4614.1 | 287249.3536
74 | Providing and fixing collapsible gate made of 2"x2"x"¼" (50x50x6 mm) tee iron at top and bottom, channel iron verticals ¾"x¼"x¼"x1/8" (20x6x6x3 mm) at 3" (75 mm) to 5" (125 mm) centre to centre (approximate) and flat iron crosses 3"x3/16" (75x5 mm), and best quality rollers at bottom of 3" (75 mm) diameter including holdfasts, handles 12" (300 mm) long of ¾"x¼"x¼"x1/8" (20x6x6x3 mm) channel iron, locking arrangement inside and outside, painting 3 coats of black Japan enameled, complete in working order. | 1 | 6650 | [16 empty] | 6650 | 1985.95 | 13206567.5
75 | Supply and erection PVC pipe for recessed wiring (main and sub-main) purpose, including bends, specials, etc. in floor, wall or trenches:- 50mm i/d | 1 | 14250 | [16 empty] | 14250 | 234.95 | 3348037.5
76 | Supply and erection of single core PVC insulated copper conductor cables, in prelaid PVC pipe/M.S. conduit/G.I pipe/wooden strip batten/wooden casing an capping/G.I. wire/trenches (rate for cables only):7/0.74 mm (7/0.029") | 1 | 28500 | [16 empty] | 28500 | 56.3 | 1604550 | 53551417.4931
13. Installation of Tubewells | Installation of Tubewells
1 | Providing installation, testing, and commissioning of a vertical deep well turbine tubewell pump with discharge 2 cusec against 70 ft head, including bowl assembly, vertical column pipe with shaft, motor, pre-lubrication tank, foundation fixing and alignment, MCCB/control panel with all electrical connections, cables and accessories from transformer to tubewell including earthing and protection devices, complete suction and delivery piping up to 25 ft outlet basin of approved material (MS/CI) with bends, flanges, valves, gaskets, supports and accessories, carrying out all works for energizing, testing, and full-load commissioning; pump casing in Gray Cast Iron EN-GJL-250, impeller in Stainless Steel grade 1.4408, column pipe coated internally and externally with epoxy paint, materials verified per EN 10204-3.1, minimum 80% efficiency per ISO 9906-1B; motor of reputed manufacturer, vertical solid shaft, IE3 efficiency class, 15 kW (20 HP, 1450 rpm), 4-pole, 3-phase, 50 Hz, 380/400 V, manufacturer to have in-house hydraulic and metallurgical testing facility, complete in all respects suitable for tubewell application. [including transportation and all overhead charges] | 1 | 37 | [16 empty] | 37 | 4350150 | 160955550
2 | Providing installation, testing and commissioning of horizontal centrifugal pump having discharge capacity of 10 cusec against 30 ft - 35 ft head including pump, motor, bowl assembly, column set, pre-lubrication tank, foundation fixing and alignment, MCCB/control panel with all electrical cables and connections from transformer to pump including earthing and protection devices, complete suction piping inside the chamber (SS/MS/CI) and delivery piping up to the outlet basin (40–50 ft) of approved material (Fibre reinforced cement/upvc of suitable internal diameter size as approved by E-in-C) with all bends, flanges, gaskets, supports and accessories, and carrying out all works necessary for energizing, testing and full-load commissioning of the complete pump set in all respects.. Pump shall have min. 81% efficiency which should be verified according to ISO 9906-1B standard. Material of pump casing shall be Gray cast iron EN-GJL-250 having impeller in Stainless Steel grade 1.4408. Pump shall be coated internally with epoxy paint. Material of pump shall be verified according to material test certificate EN 10204-3.1. Motor shall be of reputed manufacturer having min. IE3 efficiency class. Rating of motor to be 37 KW (50HP, 950 rpm)/6 pole, 3 phase, 50 Hz, 380/400 Volts. Manufacturer shall have its own testing facility to verify pumps hydraulic performance testing. Manufacturer shall have its own material testing lab to verify metallurgical testing. [including transportation and all overhead charges] | 1 | 8 | [16 empty] | 8 | 3886124 | 31088992
3 | Providing installation, testing and commissioning of horizontal centrifugal pump having discharge capacity of 10 cusec against 40 ft - 45 ft head including pump, motor, bowl assembly, column set, pre-lubrication tank, foundation fixing and alignment, MCCB/control panel with all electrical cables, accessories and connections from transformer to pump including earthing and protection devices, complete suction piping inside the chamber (SS/MS/CI) and delivery piping up to the outlet basin (40–50 ft) of approved material (Fibre reinforced cement/upvc of suitable internal diameter size as approved by E-in-C) with all bends, flanges, valves, gaskets, supports and accessories, and carrying out all works necessary for energizing, testing and full-load commissioning of the complete pump set in all respects.. Pump shall have min. 82% efficiency which should be verified according to ISO 9906-1B standard. Material of pump casing shall be Gray cast iron EN-GJL-250 having impeller in Stainless Steel grade 1.4408. Pump shall be coated internally with epoxy paint. Material of pump shall be verified according to material test certificate EN 10204-3.1. Motor shall be of reputed manufacturer having min. IE3 efficiency class. Rating of motor to be 45 KW (60HP, 950 rpm)/6 pole, 3 phase, 50 Hz, 380/400 Volts. Manufacturer shall have its own testing facility to verify pumps hydraulic performance testing. Manufacturer shall have its own material testing lab to verify metallurgical testing. [including transportation and all overhead charges] | 1 | 6 | [16 empty] | 6 | 4140119 | 24840714
4 | Providing installation, testing and commissioning of horizontal centrifugal pump having discharge capacity of 20 cusec against 30 ft - 35 ft head including pump, motor, bowl assembly, column set, pre-lubrication tank, foundation fixing and alignment, MCCB/control panel with all electrical cables, accessories and connections from transformer to pump including earthing and protection devices, complete suction piping inside the chamber (SS/MS/CI) and delivery piping up to the outlet basin (40 -- 50 ft) of approved material (Fibre reinforced cement/upvc of suitable internal diameter size as approved by E-in-C) with all bends, flanges, valves, gaskets, supports and accessories, and carrying out all works necessary for energizing, testing and full-load commissioning of the complete pump set in all respects.. Pump shall have min. 83% efficiency which should be verified according to ISO 9906-1B standard. Material of pump casing shall be Gray cast iron EN-GJL-250 having impeller in Stainless Steel grade 1.4408. Pump shall be coated internally with epoxy paint. Material of pump shall be verified according to material test certificate EN 10204-3.1. Motor shall be of reputed manufacturer having min. IE3 efficiency class. Rating of motor to be 75 KW (100HP, 950 rpm)/8 pole, 3 phase, 50 Hz, 380/400 Volts. Manufacturer shall have its own testing facility to verify pumps hydraulic performance testing. Manufacturer shall have its own material testing lab to verify metallurgical testing. [including transportation and all overhead charges] | 1 | 1 | [16 empty] | 1 | 8178639 | 8178639
5 | Providing installation, testing and commissioning of vertical tubular casing pump with ever cleaning blades having discharge capacity of 40 cusec against 16-25 ft head including pump, motor, bowl assembly, column set, pre-lubrication tank, foundation fixing and alignment, MCCB/control panel with all electrical cables, accessories and connections from transformer to pump including earthing and protection devices, complete suction piping inside the chamber (SS/MS/CI) and delivery piping up to the outlet basin (40–50 ft) of approved material (Fibre reinforced cement/upvc of suitable internal diameter size as approved by E-in-C) with all bends, flanges, valves, gaskets, supports and accessories, and carrying out all works necessary for energizing, testing and full-load commissioning of the complete pump set in all respects. . Pump shall have min. 84% efficiency which should be verified according to ISO 9906-1B standard. Material of pump casing shall be Gray cast iron JL-1040 having propeller (ever cleaning blades) in Stainless Steel grade 1.4408. Pump and column pipe shall be coated internally and externally with epoxy paint. Material of pump shall be verified according to material test certificate EN 10204-3.1. Motor shall be of reputed manufacturer having min. IE3 efficiency class. Vertical solid shaft. Rating of motor to be 110 KW (150HP, 450 rpm)/8 pole, 3 phase, 50 Hz, 380/400 Volts. . Manufacturer shall have its own testing facility to verify pumps hydraulic performance testing. Manufacturer shall have its own material testing lab to verify metallurgical testing. [including transportation and all overhead charges] | 1 | 8 | [16 empty] | 8 | 13004544 | 104036352
6 | Providing, installation, testing and comissioning of 5 Ton and more capacity Gantry Craine, with girder bridge type arrangement, fitted with electric motor for its operation and mobility, electric wiring and fixing in position, complete in all rspect. | 1 | 3 | [16 empty] | 3 | 1472223 | 4416669
| Providing, installation, testing and comissioning of 5 Ton and more capacity Gantry Craine, with girder bridge type arrangement, fitted with electric motor for its operation and mobility, electric wiring and fixing in position, complete in all rspect. | 1 | 1 | [16 empty] | 1 | 1315342 | 1315342
7 | Providing, installation, testing and comissioning of 10 Ton and more capacity Gantry Craine, with girder bridge type arrangement, fitted with electric motor for its operation and mobility, electric wiring and fixing in position, complete in all rspect. | 1 | 1 | [16 empty] | 1 | 1472223 | 1472223
8 | Direct Rotary / Reverse Rotary drilling of bore for tubewell in all type of soil except shingle gravel and rock. i). 15 " To 18" ( 500 to 650 mm) | Rft | 8140 | [16 empty] | 8140 | 864.05 | 7033367
9 | Collection of lithological samples with sieve analysis at every 5 ft. interval or change of lithology whichever is earlier. | 1 | 1628 | [16 empty] | 1628 | 80 | 130240
10 | Furnishing sample of water from bore hole. | Per Set of 2 bottles | 37 | [16 empty] | 37 | 232.8 | 8613.6
11 | Providing, installations testing and commissioning of 16” dia fiberglass blind pump housing casing with 6mm wall thickness having quick lock mechanical key joints complete in all respect as per specification and approved by the Engineer. | Rft | 2590 | [16 empty] | 2590 | 5371 | 13910890
12 | Providing and installation of Fibre Glass reducer 16”x10” with wall thickness 5.5 mm. complete in all respect as per specification and approved by the Engineer. | 1 | 74 | [16 empty] | 74 | 35582 | 2633068
13 | Providing and installing Fiberglass Reinforced Polypropelene (FRP) strainer of specifid wall thickness having slot size of 0.9 mm to 1.10 mm in Tubewell borehole i/c the cost of male/female coupling with Nylone Strip,studs complete in all respect as approved and directed by the Engineer Incharge vi) 10" inch dia (6.35 mm thickness | Rft | 4440 | [16 empty] | 4440 | 3866.45 | 17167038
14 | Proving and installation of fiberglass Blank blind casing pipe dia 10” with 5.5” wall thickness. complete in all respect as per specification and approved by the Engineer. | Rft | 740 | [16 empty] | 740 | 3583 | 2651420
15 | Providing and installing Fiber glass Reinforced Polypropelene (FRP) bail plug of specified wall thickness having slot size of 0.9 mm to 1.10 mm in Tubewell bore hole i/c the cost of male / female coupling with Nylone Strip, studs complete in all respect as approved and directed by the Engineer Incharge.vi) 10"dia (6.35mm thickness) | Rft | 370 | [16 empty] | 370 | 3735.5 | 1382135
16 | Providing and installation of centralizer complete in all respect as per specification and approved by the Engineer. | 1 | 148 | [16 empty] | 148 | 1148 | 169904
17 | Shrouding with graded pea gravel 3/8" to 1/8" arround tubewell casing in the bore hole. | Cft | 6520.88 | [16 empty] | 6520.88 | 186.65 | 1217122.252
18 | Testing and Development of tubewell of size 6"(150 mm ) and above continusly. ii) Above 1.5 cs Discharge | Hours | 2664 | [16 empty] | 2664 | 3253.1 | 8666258.4
19 | Supply and erection of copper conducter cables for service connection (rate for cable only), PVC insulated, PVC sheathed 4 core , 600/1100 volt non armoured cable. (7/0.064") | Rft | 1850 | [16 empty] | 1850 | 924.05 | 1709492.5
20 | Excavation of trenches in all kinds of soil except cutting rock, for watersupply pipelines upto 5 ft. (1.5 m) depth from ground level, including trimming, dressing sides leveling the beds of trenches to correct grade and cutting pits for joints, etc. complete in all respects. | 1000 | 118400 | [16 empty] | 118400 | 11293.9 | 1337197.76
21 | Rehandling of earthwork lead upto a lead of 50 ft. | 1000 | 118400 | [16 empty] | 118400 | 5266.8 | 623589.12
22 | Providing,laying,testing and commissioning μPVC (Unplasticized Poly vinyl Chloride Pressure pipe of nominal diameter, conforming to PS-3051/BS-3505, Dadex/ Popular/ Beta or approved equivalent manufacturer,i/c the cost of solvent and specials complete as approved and directed by the Engineer Incharge. a)Class-D 12 inch | Lft | 14800 | [16 empty] | 14800 | 3565 | 52762000
23 | Providing,laying,testing and commissioning μPVC (Unplasticized Poly vinyl Chloride Pressure pipe of nominal diameter, conforming to PS-3051/BS-3505, Dadex/ Popular/ Beta or approved equivalent manufacturer,i/c the cost of solvent and specials complete as approved and directed by the Engineer Incharge. a)Class-D 3 inch | Lft | 555 | [16 empty] | 555 | 500.3 | 277666.5 | 111680002.132
14 | Solarization of Tubewells
1 | Providing installation, testing, and commissioning of a 22.5 kW Solar PV system capable of running a horizontal centrifugal pump with discharge 2 cusec against 70 ft head, pump minimum 81% efficiency, including Tier-1 Bloomberg-certified mono / bi-facial N-type solar panels (JINKO / LONGI / JA / Canadian / AKCome / TW / Trina, 700+ W/panel, 23.5% efficiency), solar pump inverter INVT suitably rated for system capacity, mounted on 12 ft high L2/L3/L4 galvanized steel structure (14 gauge) with complete mechanical and civil works, DC and AC cabling with XLPE/PVC insulated tin-coated copper wires, combiner boxes, AC & DC breakers, SPDs (A+ grade), all distribution/protection boxes (12"×18"×18" SWG or equivalent), PVC pipes, flexible pipes (1–1.5"), thimbles (O-type, U-type with shrouds), Rawl bolts, nuts and bolts, complete earthing system, lightning arrestor, all civil works, foundations, and supports, all electrical connections for net metering with meter, transportation of all materials from warehouse to site, testing, commissioning, and manufacturer-provided maintenance/after-sales service for up to 2 years, complete in all respects as directed by the Engineer-in-Charge. | 1 | 87 | [16 empty] | 87 | 1950150 | 169663050
3 | GNSS (Topographical) Surveying instrument with Base, Rover, Controller complete in all respect | 1 | 1 | [16 empty] | 1 | 1829000 | 1829000
4 | Providing and supplying a complete aerial topographic survey package consisting of a professional RTK-enabled survey drone, high-resolution photogrammetry camera, licensed processing software, additional 8 batteries with charging hub, Ground Control Point (GCP) sets/markers, High graded RTK base station kit with tripod and pole, and 5 TB rugged NVMe SSD storage, complete in all respects (Equivalent: DJI Matrice 350 RTK Drone, Zenmuse P1c etc) | 1 | 1 | [16 empty] | 1 | 4250000 | 4250000
5 | Providing and supplying a Total Station with angle accuracy ≤5″, EDM reflectorless range ≥500 m, prism range ≥1500 m, distance accuracy ±(2 mm + 2 ppm), 30× telescope, dual-axis compensator, rechargeable batteries with charger, prism set with pole, tripod, data storage/USB/Bluetooth interface, carrying case, calibration certificate, and all accessories complete. | 1 | 1 | [16 empty] | 1 | 1475000 | 1475000
6 | Providing and supplying an automatic self-leveling Auto-Level with minimum 32× magnification, ±2 mm/km accuracy, dual-axis compensator, tripod, 2.5 m leveling staff, carrying case, calibration certificate, and all accessories complete. | 1 | 4 | [16 empty] | 4 | 129800 | 519200
7 | Providing and supplying a high-performance workstation laptop with Intel Core i9-14900HX / AMD Ryzen 9 7940HX or higher, 64GB DDR5 RAM, 2TB NVMe Gen-5 M.2 SSD, dedicated NVIDIA RTX 4080 (12GB) or higher GPU, Windows 11 Pro, full-size keyboard with numeric pad, complete with premium laptop bag, wireless headphones (Sennheiser/Beats/Sony/Anker or equivalent), USB 3.2 Gen-2 (10Gbps) flash drive, and Logitech MX Master 3S wireless mouse or equivalent, complete in all respects. | 1 | 2 | [16 empty] | 2 | 850000 | 1700000
8 | Providing installation, testing, and commissioning of a 64 kW Solar PV system capable of operating a horizontal centrifugal pump with discharge 10 cusec against 40 - 45 ft head, pump minimum 82% efficiency verified as per ISO 9906-1B standard, including Tier-1 Bloomberg-certified mono/ bi-facial N-type solar panels (JINKO / LONGI / JA / Canadian / AKCome / TW / Trina, 700+ W/panel, 23.5% efficiency), solar pump inverter INVT suitably rated for system capacity, mounted on 12 ft high L2/L3/L4 galvanized steel structure (14 gauge) with complete mechanical and civil works, DC and AC cabling using XLPE/PVC insulated tin-coated copper wires, combiner boxes, AC & DC breakers, SPDs (A+ grade), all distribution/protection boxes (12"×18"×18" SWG or equivalent), PVC pipes, flexible pipes (1–1.5"), thimbles (O-type, U-type with shrouds), Rawl bolts, nuts and bolts, complete earthing system, lightning arrestor, all civil works, foundations, and supports, electrical connections for net metering with meter, transportation of all materials from warehouse to site, testing, commissioning, and manufacturer-provided maintenance/after-sales service for 2 years, complete in all respects as directed by the Engineer-in-Charge. | 1 | 6 | [16 empty] | 6 | 5061387.5 | 30368325
| Providing installation, testing, and commissioning of a 53.5 kW Solar PV system capable of running a horizontal centrifugal pump with discharge 10 cusec against 30–35 ft head, pump minimum 81% efficiency, including Tier-1 Bloomberg-certified mono / bi-facial N-type solar panels (JINKO / LONGI / JA / Canadian / AKCome / TW / Trina, 700+ W/panel, 23.5% efficiency), solar pump inverter INVT suitably rated for system capacity, mounted on 12 ft high L2/L3/L4 galvanized steel structure (14 gauge) with complete mechanical and civil works, DC and AC cabling with XLPE/PVC insulated tin-coated copper wires (DC 1-core 6 mm, AC 4-core 6 mm, 25 mm PVC/XLPE), combiner boxes, AC & DC breakers, SPDs (A+ grade), all distribution/protection boxes (12"×18"×18" SWG or equivalent), PVC pipes, flexible pipes (1–1.5"), thimbles (O-type, U-type with shrouds), Rawl bolts, nuts and bolts, complete earthing system, lightning arrestor, all civil works, foundations, supports, electrical connections for net metering with meter, transportation of all materials from warehouse to site, testing, commissioning, and manufacturer-provided maintenance/after-sales service for 2 years, complete in all respects as directed by the Engineer-in-Charge. | 1 | 7 | [16 empty] | 7 | 4116450 | 28815150
| Providing installation, testing, and commissioning of a 107 kW Solar PV system for a horizontal centrifugal pump with discharge 20 cusec against 30 - 35 ft head, pump minimum 83% efficiency, including Tier-1 Bloomberg-certified mono/ bi-facial N-type solar panels (JINKO / LONGI / JA / Canadian / AKCome / TW / Trina, 700+ W/panel, 23.5% efficiency), solar pump inverter INVT suitably rated for system capacity, mounted on 12 ft high L2/L3/L4 galvanized steel structure (14 gauge) with complete mechanical and civil works, DC and AC cabling with XLPE/PVC insulated tin-coated copper wires (DC 1-core 6 mm, AC 4-core 6 mm, 25 mm PVC/XLPE), combiner boxes, AC & DC breakers, SPDs (A+ grade), all distribution/protection boxes (12"×18"×18" SWG or equivalent), PVC pipes, flexible pipes (1–1.5"), thimbles (O-type, U-type with shrouds), Rawl bolts, nuts and bolts, complete earthing system, lightning arrestor, all civil works, foundations, and supports, all electrical connections for net metering with meter, transportation of all materials from warehouse to site, testing, commissioning, and manufacturer-provided maintenance/after-sales service for up to 2 years, complete in all respects as directed by the Engineer-in-Charge. | 1 | 1 | [16 empty] | 1 | 8787425 | 8787425
a | Surface water Monitoring for Construction Phase | Lump Sump | [17 empty] | 0 |  | 1300000
b | Groundwater Monitoring for Construction Phase | Lump Sump | [17 empty] | 0 |  | 700000
c | Ambient Air Quality Monitoring for Construction Phase | Lump Sump | [17 empty] | 0 |  | 500000
a | Surface water MonitoringFor Operational Phase | Lump Sump | [17 empty] | 0 |  | 500000
b | Groundwater Monitoring For Operational Phase | Lump Sump | [17 empty] | 0 |  | 500000
a | Drinking Water Monitoring for Drinking Water & Groundwater Monitoring near disposal Pit | Lump Sump | [17 empty] | 0 |  | 250000
b | Groundwater Monitoring for Drinking Water & Groundwater Monitoring near disposal Pit | Lump Sump | [17 empty] | 0 |  | 250000
a | Training Session | Lump Sump | 5 | [16 empty] | 5 | 100000 | 500000
13 | Emergency Plan | Lump Sump | 1 | [16 empty] | 1 |  | 1500000
14 | Environmental Audit Cost | Lump Sump | 3 | [16 empty] | 3 | 500000 | 1500000
15 | Site Visits by Regulatory Authorities | Lump Sump | 1 | [16 empty] | 1 |  | 500000
a | Sign Board for traffic management cost | Lump Sump | 1 | [16 empty] | 1 |  | 125000
b | Barricading Fence along Access Roads for traffic management cost | Lump Sump | 1 | [16 empty] | 1 |  | 100000 | [7 empty] | 0
c | Temporary Speed Breakers for traffic management cost | Lump Sump | 1 | [16 empty] | 1 |  | 100000 | [5 empty] | 187601.82 | 40000 | 227601.82
d | Controlling Dust Pollution for traffic management cost | Lump Sump | 1 | [16 empty] | 1 |  | 175000 | [5 empty] | 101544.2 | 40000 | 141544.2
e | Relocation of amenities and localized widening of road and barrier for traffic management cost | Lump Sump | 1 | [16 empty] | 1 |  | 500000 | 9000000 |  |  |  |  | 134924 | 40000 | 174924
[28 empty] | 207719.6 | 40000 | 247719.6
[28 empty] | 274993.6 | 156780 | 431773.6
[21 empty] | Total | 2264326091.7057 | [5 empty] | 141014 | 40000 | 181014
[28 empty] | 301093.6 | 156780 | 457873.6
[21 empty] | Required | 2279229198.29 | [5 empty] | 143304 | 40000 | 183304
[28 empty] | 1426668.4 | 156780 | 1583448.4
[21 empty] | Diffrance | -14903106.5843 | 16069459 | [6 empty] | 3629203.22
4726644
[22 empty] | 69534.4157 | 11342815
3629203
623
0