## BOQ
MITIGATION OF WATERLOGGING IN DISTRICT RAHIMYAR KHAN
Bill of Quantities
Sr. No | Description | Unit | Quantity | Rate |  | Amount Rupees
|  |  |  | Rupees in figure | Rupees in words
1. 2-L Manthar Drain (RD 0+000 to 31+568)
i. Earthwork
1 | Earth Work in excavation of drains, irrigation channels through excavator/ drag lines in all kind of soil and conditions (dry, wet slush, daldal and under water ) including its disposal and preperation of working pad for operation of machinary. (rates includes 100ft lead) | 1000 | 616487.5
2 | Dressing and levelling of earthwork to designed section etc complete in ii) ordinary or hard soil soil | 1000 | 174315
3 | Transportation of earth all types when the total distance, including the lead covered in the item of work , is more than 1000 ft.
| a) 500 ft | 1000 | 20640
| b) 1000 ft | 1000 | 2970
| c) 1250 ft | 1000 | 8792.5
| d) 1500 ft | 1000 | 1215
| e) 2000 ft | 1000 | 18740
| f) 4250 ft | 1000 | 54772.5
4 | Making boundary or service roads, including dag-belling, leveling and dressing:ii) in ploughed land: a) from 10.0 ft. to 20.0 ft. (3 to 6 m) wide | 1 | 410
5 | Jungle clearance and removing within 100 ft. light | 1000 | 315680
ii. Data Board
1 | Excavation in foundation of building bridges and other structures including dagbelling, dressing, refilling around structure with excavated earth, watering and ramming lead upto one chain and lift upto 5 ft. in ordinary soil | 1000 | 98
2 | Cement concrete plain including, placing, compacting, finishing and curing complete (including screening and washing of stones aggregate)
| a) Nominal mix ratio 1:4:8 | 100 | 24.5
3 | Pacca brick work in foundation and plinth in cement sand mortar ratio 1:6. | 100 | 97.5
4 | Providing and laying damp proof course of cement 1:2:4 (using cement, sand and shingle), including bitumen coating with with 2 coats of bitumen: 1½" thick (40 mm). | 100 | 39
5 | Pacca brick work other than building upto 10 ft. height in cement sand mortor ratio 1:3 | 100 | 81.7031
6 | Cement plaster 1:4 upto 20 ft. height, 3/8" thick | 100 | 230.65
7 | Providing and applying weather shield paint of approved quality on external surface of building including preparation of surface, application of primer complete in all respect white. | 100 | 230.65
8 | Writing letter or figures per letter per inch height | 1 | 500
9 | Carriage of 100 Cf t. (2.83 cu.m) of all materials like stone aggregate, spawl, kankar lime (unslaked), surkhi , etc. or 150 Cf t. (4.25 cu.m) timber, by truck or by any othermeans owned by the contractor from Sakhi Sarwar Quarry to site 275 Km including first 11KM hilly area.
| DPC | 100 | 4.29
iii. RD Marks
1 | Precast reinfoced cement concrete type "C" 1:2:4. | 1 | 55.04
2 | Fabrication of mild steel reinforcement for cement concrete including cutting bending laying in position etc. complete in all respect. (deformed bars) Grade 40 | 100 | 125.76
3 | Carriage of consignment job upto 5 KMs Average | 1 | 32
4 | Placing boundary pillars in position, including digging pits. | 1 | 32
5 | Preparing surface and painting with emulation paint 3 coat. | 100 | 112
6 | Writing letter or firgures per letter per inch height (three figure each side). | 1 | 320
7 | Carriage of 100 Cf t. (2.83 cu.m) of all materials like stone aggregate, spawl, kankar lime (unslaked), surkhi , etc. or 150 Cf t. (4.25 cu.m) timber, by truck or by any othermeans owned by the contractor from Sakhi Sarwar Quarry to site 275 Km including first 11KM hilly area.
ii | PCC 1:2:4 | 100 | 48.4352
Total Cost
iv. Culverts
1 | Excavation in foundation of building, bridges and other structures, including dagbelling, dressing, refilling around structure with excavated earth, watering and ramming lead up to one chain and lift upto 5 ft. In ordinary soil (above 5 ft depth) | 1000 | 6406.12
2 | Cement concrete plain including, placing, compacting, finishing and curing complete (including screening and washing of stones aggregate)
| a) Nominal mix ratio 1:4:8 | 100 | 361
3 | Providing and fabrication of mild steel reinforcement for cement concrete, including cutting , bending, laying in position, making joints and fastening, including cost of binding wire and labour charges for binding of steel reinforcement(also includes removal of rust from bars). Deformed Bars (Grade 60) | 100 | 12000.72
4 | Providing and laying reinforced cement concrete (including prestressed concrete), using Sulphate resisting cement; coarse sand and screened graded and washed aggregate, in required shape and design, including forms, moulds, shuttering, lifting, compacting, curing, rendering and finishing exposed surface, complete 2) Plastering done under soffit of R.C.C. (but excluding the cost of steel reinforcement, its fabrication and placing in position etc.)
a) | Reinforced cement concrete in roof slab, beams, columns lintels, girders and other structural members laid in situ or precast laid in position, or prestressed members cast in situ, complete in all respects. Type B (nominal mix 1:1.5:3) | 1 | 2556.24
b) | Reinforcement cement concrete in slab of rafts/strip foundation, base slab of column and retaining walls, etc and other structural members not requiring form work(i.e horizontal shuttering) complete in all respect: Type B (Nominal Mix 1:1.5:3 ) | 1 | 1444
5 | Bitumen coating to plastered or cement concrete surface. 14 lbs per 100 Sft (6.35 Kg. per Sq.m) | 100 | 2739.76
6 | Supply and erection PVC pipe for recessed wiring (main and sub-main) purpose, including bends, specials, etc. in floor, wall or trenches:- 80mm dia (3 inch) | 1 | 13.5
7 | Providing and laying sub-base course of stone productof approved quality and grade, including placing, mixing, spreading and compaction of sub-base material torequired depth, camber, grade to achieve 100% maximum modified AASHO dry density, including carriage of all material to site of work except gravel and. aggregate. Crushed stone aggregate. | 100 | 480
8 | Providing and laying base course of crushed stone aggregate of approved quality and grade, and supply and spreading of stone screening, including placing, mixing,spreading and compaction of base course material to required depth, camber and grade to achieve 100% maximum modified AASHO dry density, including carriage of all materials to site of work except gravel and. aggregate. | 100 | 480
9 | Providing and laying road edging of 3" (75 mm) wide and 9" (225 mm) deep brick on end, complete in all respects | 1 | 120
10 | Providing surface treatment of roads,including supply of bitumen and bajri/crushed stone aggregate of approved quality,including cleaning of road surface,heating,spraying bitumen,spreading bajri and rollingetc.complete including carriageof all material stosite of work excep tbajjri/crushed stone aggregate for which supply with in miles (5.0km) is included in the rate.
a | 1st coat 35 lbs. bitumen, and 4 Cft. bajri of nominal size 1" (25 mm) per 100 sq. feet or 1.72 Kg bitumen and 0.017 cu.metre bajri per square metre.. | 100 | 960
b | 2nd coat 18 lbs. bitumen, and 2 Cft. bajri of nominal size ½" (13 mm) per %sft or 1.23 Kg bitumen and 0.008 cu. metre bajri per sq.metre. | 100 | 960
c | 3rd coat 14 lbs. bitumen, and 1.5 Cft. bajri of nominal size ¼" (6 mm) per %sft or 0.69 Kg bitumen and 0.005 cubic metre bajjri per sq.metre. | 100 | 960
11 | Dismantling and removing road pavement, etc.,including screening and stacking of byproducts upto one chain lead (30 metre). | 100 | 960
12 | Barrow pit excavation undressed lead up to 100 ft in ordinary soil. | 1000 | 6480
14 | Rehandling of earthwork:Upto a lead of 50 ft. (15 m). | 1000 | 6480
15 | Carriage of 100 Cf t. (2.83 cu.m) of all materials like stone aggregate, spawl, kankar lime (unslaked), surkhi , etc. or 150 Cf t. (4.25 cu.m) timber, by truck or by any othermeans owned by the contractor from Sakhi Sarwar Quarry to site 275 Km including first 11KM hilly area.
i | PCC 1:4:8 | 100 | 346.56
ii | RCC 1:1.5:3 | 100 | 3360.2016
iii | Base | 100 | 585.6
iii | T.S.T | 100 | 72
Total Cost
v. Water Course
1 | Excavation in foundation of building, bridges and other structures, including dagbelling, dressing, refilling around structure with excavated earth, watering and ramming lead up to one chain and lift upto 5 ft. In ordinary soil (above 5 ft depth) | 1000 | 1867.645
2 | Extra for slush or Daldal including dewatering. | 1000 | 1867.645
3 | Cement concrete plain including, placing, compacting, finishing and curing complete (including screening and washing of stones aggregate)
a) | Nominal mix ratio 1:4:8 | 100 | 257.195
b) | Nominal mix ratio 1:2:4 | 100 | 34
4 | Providing and fabrication of mild steel reinforcement for cement concrete, including cutting , bending, laying in position, making joints and fastening, including cost of binding wire and labour charges for binding of steel reinforcement(also includes removal of rust from bars). Deformed Bars (Grade 60) | 100 | 6108.9828
5 | Providing and laying reinforced cement concrete (including prestressed concrete), using Sulphate resisting cement; coarse sand and screened graded and washed aggregate, in required shape and design, including forms, moulds, shuttering, lifting, compacting, curing, rendering and finishing exposed surface, complete 2) Plastering done under soffit of R.C.C. (but excluding the cost of steel reinforcement, its fabrication and placing in position etc.)
a) | Reinforced cement concrete in roof slab, beams, columns lintels, girders and other structural members laid in situ or precast laid in position, or prestressed members cast in situ, complete in all respects. Type B (nominal mix 1:1.5:3) | 1 | 1266.9126
b) | Reinforcement cement concrete in slab of rafts/strip foundation, base slab of column and retaining walls, etc and other structural members not requiring form work(i.e horizontal shuttering) complete in all respect: Type B (Nominal Mix 1:1.5:3 ) | 1 | 769.415
6 | Bitumen coating to plastered or cement concrete surface. 14 lbs per 100 Sft (6.35 Kg. per Sq.m) | 100 | 751.275
7 | Pacca brick work other than buildings upto 10 feet height. Cement sand mortar ratio 1:4 | 100 | 80
8 | Providing and embedding 10"(250mm) wide PVC water stopper in expansion joints of RCC structures (Retaining walls, water tanks, Slabs) complete in all respect. 10mm thick | 1 | 189.5
9 | Providing and placing poly sulphide joint sealent 1" wide and 1" deep. | 1 | 70
10 | Rehandling of earthwork:Upto a lead of 50 ft. (15 m). | 1000 | 4000
11 | Carriage of 100 Cf t. (2.83 cu.m) of all materials like stone aggregate, spawl, kankar lime (unslaked), surkhi , etc. or 150 Cf t. (4.25 cu.m) timber, by truck or by any othermeans owned by the contractor from Sakhi Sarwar Quarry to site 275 Km including first 11KM hilly area.
i | PCC 1:4:8 | 100 | 246.9072
ii | PCC 1:2:4 | 100 | 29.92
iii | RCC 1.1.5.3 | 100 | 1710.5152
Total Cost:
vi. Stone Pitching
1 | Earthwork in excavation of drains in irrigation channels through excavater / draglines in all kind of soil and conditions | 1000 | 476.44
2 | Providing and laying stone pitching/filling, dry hand packed, as filling behind retaining walls or in pitching and aprons. | 100 | 476.44
3 | Formation dressing and preparing subgrade, on slope | 100 | 735.3675
4 | Formation dressing and preparing subgrade, in bed. | 100 | 130.5
5 | Providing and laying graded bajri 1/8" to 1/2" size on slope. | 100 | 242.67
6 | Providing and laying graded bajri 1/2" to 2" size on slope. | 100 | 242.67
7 | Providing and laying graded bajri 1/8" to 1/2" size on level. | 100 | 43.07
8 | Providing and laying graded bajri 1/2" to 2" size on level. | 100 | 43.07
9 | Providing and laying stone for top layer only, on slope. | 100 | 735.37
10 | Providing and laying stone for top layer only, on Level | 100 | 130.5
11 | Carriage of 100 Cft of all material like stone aggregate, spawl, kankar, lime (unsoaked) surkhi etc or 150 Cft of timber by truck or by any other means owned by the contractor, lead 275 Km. | 100 | 1682.238
Total Cost
vii. VRB Repair
1 | Cement concrete plain including placing, compacting, finishing and curing complete (including screening and washing of stone aggregate): Ratio 1:2:4 | 100 | 157.9038
2 | Fabrication of mild steel reinforcement for cement concrete, including cutting, bending, laying in position, making joints and fastenings, including cost of binding wire and labour charges for binding of steel reinforcement (also includes removal of rust from bars):- Deformed bars (Grade-60) | 100 | 1999.52
3 | Providing and laying reinforced cement concrete (including prestressed concrete), using Sulphate resisting cement; coarse sand and screened graded and washed aggregate, in required shape and design, including forms, moulds, shuttering, lifting, compacting, curing, rendering and finishing exposed surface, complete 2) Plastering done under soffit of R.C.C. (but excluding the cost of steel reinforcement, its fabrication and placing in position etc.)
a | a) Reinforced cement concrete in roof slab, beams, columns lintels, girders and other structural members laid in situ or precast laid in position, or prestressed members cast in situ, complete in all respects. Type B (nominal mix 1:1.5:3) | 1 | 499.88
4 | Providing and fixing 4" dia P.V.C pipe. | 1 | 12
5 | Borrowpit excavation undressed lead upto 100 ft (30 metre). Ordinary soil | 1000 | 3710
6 | Cement plaster 1:3 upto 20' (6.00 m) height 1/2" (13 mm) thick. | 100 | 694.5
7 | Providing and laying R.C.C. pipe sewers, moulded with cement concrete 4000 psi conforming to ASTM Specification C-76-20, Class II. Wall B, including carriage of pipe from factory to site of work, lowering in trenches to correct alignment and grade, jointing with rubber ring, cutting pipes where necessary, testing, etc., complete. 610 mm (24") i/d | 1 | 96
8 | Dismantling cement concrete reinforced, separating reinforcement from concrete, cleaning and straightening the same. | 100 | 307
9 | Credit old material | 1 | 82
Total Cost:
viii. Tube Well room
1 | Excavation in foundation of building, bridges, and other structures, including dag belling, dressing refilling around structure with excavated earth, watering and ramming lead upto one chain (30m)and lift upto 5' (1.5 m) (b) in ordinary soil.1)By Manual | 1000 | 2179.5676
2 | Spraying termite proofing by using liquid FMC / Biflex/ Terminex Exin/Ms Hextaror equivalent@specified suspension concenterate (SC), MixingAbility-HEXTAR with Ratio (1:250)= 540 Sft or equivalent approved liquid applying with shower and certificate will be provided by the contractor for10-years complete in all respect.as approved by the Engineer Incharge. | 1 | 2034
3 | Cement concrete plain including, placing, compacting, finishing and curing complete (including screening and washing of stones aggregate)
a) | Nominal mix ratio 1:4:8 | 100 | 422.4498
4 | Pacca brick work in foundation and plinth in cement sand mortar ratio 1:6. | 100 | 1260.16
5 | Providing and laying damp proof course of cement 1:2:4 (using cement, sand and shingle), including bitumen coating with one coat of bitumen and one coat polythenesheet 500 gauge 1½" thick (40 mm). | 100 | 258
6 | Providing and laying vertical damp proof course with cement sand plaster and bitumen coating with one coat of bitumen and one coat of polythene sheet 500 gauge-Ratio 1:3 a) ½ " thick (13 mm) | 100 | 480
7 | Filling watering ramming earth under floors with surplus earth from foundation etc. | 1000 | 600
8 | Pacca brick work in ground floor. Cement sand mortar Ratio 1:4. | 100 | 1163.6
9 | Providing and laying reinforced cement concrete (including prestressed concrete), using Sulphate resisting cement; coarse sand and screened graded and washed aggregate, in required shape and design, including forms, moulds, shuttering, lifting, compacting, curing, rendering and finishing exposed surface, complete 2) Plastering done under soffit of R.C.C. (but excluding the cost of steel reinforcement, its fabrication and placing in position etc.)
a) | Reinforced cement concrete in roof slab, beams, columns lintels, girders and other structural members laid in situ or precast laid in position, or prestressed members cast in situ, complete in all respects. Type B (nominal mix 1:2:4) | 1 | 616.6632
b) | Reinforcement cement concrete in slab of rafts/strip foundation, base slab of column and retaining walls, etc and other structural members not requiring form work(i.e horizontal shuttering) complete in all respect: Type B (Nominal Mix 1:2:4) | 1 | 73.6312
11 | Providing and Fabrication of mild steel reinforcement for cement concrete, including cutting, bending, laying in position, 13 making joints and fastenings, including cost of binding wire and labour charges for binding of steel reinforcement (also includes removal of rust from bars):- Deformed bars (Grade-60). | 100 | 4141.7667
12 | Providing and fixing windows consisting of M.S box section frame 2" x 1½" ( 50 x 40mm) Leaves frame 1½" x 1" (40 x 25 mm) box section frame for glazing 3/8" x 3/8" (10 x 10 mm) using 16 SWG sheet 'U' shaped rubber supported with 1" x 1/8" (25 x 3 mm) M.S. flat for fixing 3/16" (5 mm) thick glass panes M.S. box section 1/2" x 1/2" (13 x 13 mm) of 16 SWG for fixing 24 SWG wire gauge on outer side by means of 3/4" x 1/8" (20 x 3 mm) M.S. flat and screws including grill of M.S. flat 1/2" x 1/8" (13 x 3 mm) or 1/4" x 1/4" (6 x 6 mm) square bar with independent frame of 1/2" x 1/2" (13 x 13 mm) box section of 16 SWG i/c all C.P fitting and painting 3 coats complete in all respect. | 1 | 128
13 | Providing and fixing mild steel chowkat of doors windows C. windows etc. including holdfast making and threading 18 holes for hinges etc. complete 1½" x 1½" x 1/4" (40 x 40 x 6 mm) welded with M.S. flat 2" x 1/4" (50 m M.S. angle iron). | 1 | 160
14 | Making and fixing steel grated door with 1/16" thick sheeting, including angle iron frame 2" x 2" x 3/8"and 3/4" square bars 4" centre to centre. with locking arrangement (Two No.). | 1 | 196
15 | Providing and laying single layer of tile 9" x 4½" x 1½" laid over 4" earth and 1" thick mud plaster without bhoosa, grouted with cement mud (1:3) on top of R.C.C. roof, slab, provided with 34 lbs. per % Sft. Or 1.72 Kg./Sq.m. bitumen coating sand blinded. | 100 | 382.25
16 | Providing and laying polythene sheet under floor or roof complete 500 gauge. | 1 | 398.25
17 | Supplying and filling sand under floor or plugging in wells. | 100 | 163.75
18 | Providing and laying watering and ramming brick ballast 1½" to 2" (40 mm to 50 mm) mixed with 25% sand for floor foundation complete in all respect. | 100 | 195.75
19 | Cement concrete plain including, placing, compacting, finishing and curing complete (including screening and washing of stones aggregate)
| b) Nominal mix ratio 1:2:4 | 100 | 183.44
20 | Cement plaster 1:4 upto 20' (6.00 m) height 1/2" (13 mm) thick. | 100 | 2273.22
21 | Cement plaster 3/8" (10 mm thick under soffit of R.C.C. roof slabs only, upto 20' height (Ratio 1:3). | 100 | 458.08
22 | Cement pointing struck joints on wall upto 20' (6m) height (a) Ratio 1:2 including extra cost of labour and material for red oxide pigment in cement pointing to match with the colour of bricks. | 100 | 1959.5
23 | Providing, laying, cutting, jointing, testing and disinfecting PVC/ uPVC pipe line with `B' Class working pressure complete in all respects:- 4" i/d (100 mm) | 1 | 52
24 | Providing and installing P.V.C. bends, of B.S.S.b) 4" i/d (100 mm) | 1 | 8
25 | Making top khurra on roof 2' x 2' x 6". | 1 | 4
26 | Distempering:- 3 coat | 100 | 2041.08
27 | Providing and applying weather shield paint of approved quality on external surface of building including preparation of surface, application of primer complete in all respect: | 100 | 690.22
28 | Preparing surface and painting of doors and windows any type (including edges):- | 100 | 356
29 | Fabrication of heavy steel work, with angle, tees, flat iron round iron and sheet iron for making trusses, girders, tanks, etc., including cutting, drilling, revitting, handling, assembling and fixing, but excluding erection in position. | 100 | 1339.8349
30 | Supply and erection of PVC pipe for wiring recessed in walls, including inspection boxes, pull boxes, hooks, cutting jharries and repairing surface, etc. complete with all specials.
a) | 20mm (3/4") i/d. | 1 | 240
b) | 25 mm (1") i/d | 1 | 120
c) | 50 mm (2") i/d | 1 | 60
31 | Supply and erection of single core PVC insulated copper conductor cables, in prepaid P.V.C. pile/M.S. conduit/G.I. pipe/wooden strip batten/wooden casing and caping/G.I. wire/trenches (rate for cables only) (a) 250/440 volts, P.V.C. insulated.
a) | 3/0.74mm (3/0.029"). | 1 | 720
b) | 7/0.74mm (7/0.029"). | 1 | 240
32 | Supply and erection of copper conductor cable for service connection in prepaid pipe/G.I. wire/trenches, etc. (rate for cable only) (a) PVC insulated, PVC sheathed, twin core, 250/440 volts 7/0.44" (7/1.12mm). | 1 | 160
33 | Supply and connection of M.S. sheet box of 16 SWG, 10 cm (4") deep with 4.75 mm thick (3/16") bakelite sheet top, for recessed wiring, including making holes for regulators switches, plugs etc.
a) | 10 x 10 cm (4" x 4"). | 1 | 4
b) | 17.5 x 10 cm (7" x 4"). | 1 | 4
c) | 22.5 x 10 cm (9" x 4"). | 1 | 4
34 | Supply and erection of switches 5 amp. Piano Type. | 1 | 80
35 | Supply and erection of ceiling rose, bakelite. | 1 | 16
36 | Supply and erection of wall socket with 3 pin 5 amp shoe. | 1 | 8
37 | Supply and erection of 3 pin switch and plug combined recessed type (ii) 10/15 amp. | 1 | 4
38 | P/F wall mounted DB (Distribution Board) made with 16SWG Sheet (Recessded/Surface mounted Type), Powder coated Paint, i/c the cost of Lock, Indication lights,Thimble, Copper Comb, Wiring, Netural & Earth Bar, Door Earthing, Digital Voltmeter,Digital Ammeter,Volt Selector Switch,Ammeter selector switch,Current Transformers and Controles Complete in all respect as approved and directed by the Engineer Incharge (Breakers will be Paid Separately)(a) 6" deep (i) 20~60A | 1 | 4
39 | Suppling,Installation and comissioning of MCB (Miniature Circuit Breaker) of specified rating made of LEGRAND FRANCE/ GE U.S.A / SCHNEIDER GERMANY /SIEMEN GERMAN/TERASAKI JAPAN/ ABB SWITZERLAND in prelaid DBs and Panels i/c the cost of screwes,necessary wire complet Single Pole(iii) 6-63 Amp (10 KA) | 1 | 24
40 | Supplying, Installation and commissioning of MCCB (Moulded Case Circuit Breaker)of specified rating made of LEGRAND FRANCE /GEU.S.A/ SCHNEIDER GERMANY/ TERASAKI JAPAN/ SIEMEN/ ABBSWITZERLAND or approved equivalent manufacturer (withfixedThermal-MagneticTrip)in prelaid DB sand Panels i/c the cost of screws, necessary wire complete in all respect as approved and directed by the EngineerIncharge. a) Triple Pole (ii) 15-100 Amp (10 KA,15KA) | 1 | 8
41 | Supplying, Installation and commissioning of MCCB (Moulded Case Circuit Breaker)of specified rating made of LEGRAND FRANCE /GEU.S.A/ SCHNEIDER GERMANY/ TERASAKI JAPAN/ SIEMEN/ ABBS WITZERLAND or approved equivalent manufacturer (withfixedThermal-MagneticTrip)in prelaid DB sand Panels i/c the cost of screws, necessary wire complete in all respect as approved and directed by the EngineerIncharge. a) Triple Pole With Adjustable Thermal-Magnetic Trip /Electronic Trip (60-100%) (i) 25-100 Amp | 1 | 4
42 | Supply and erection of tube light, including rod, choke, starter with frame, flexible wire, including connection from ceiling rose, etc., complete ii)single rod (40 watts) with one choke and one starter. | 1 | 12
43 | Supply and erection of bakelite button holder shade, large size | 1 | 12
44 | Carriage of 100 Cf t. (2.83 cu.m) of all materials like stone aggregate, spawl, kankar lime (unslaked), surkhi , etc. or 150 Cf t. (4.25 cu.m) timber, by truck or by any othermeans owned by the contractor from Sakhi Sarwar Quarry to site 275 Km including first 11KM hilly area.
i | PCC 1:4:8 | 100 | 405.5518
ii | PCC 1:2:4 | 100 | 161.4272
iii | RCC 1.2.4 | 100 | 607.4591
iv | DPC 1.2.4 | 100 | 28.38
Total Cost
2. 3-L Manthar Drain (RD 0+000 to 18+007)
i. Earthwork
1 | Earth Work in excavation of drains, irrigation channels through excavator/ drag lines in all kind of soil and conditions (dry, wet slush, daldal and under water ) including its disposal and preperation of working pad for operation of machinary. (rates includes 100ft lead) | 1000 | 590424.88
2 | Dressing and levelling of earthwork to designed section etc complete in ii) ordinary or hard soil soil | 1000 | 112011.005
3 | Transportation of earth all types when the total distance, including the lead covered in the item of work , is more than 1000 ft.
| a) 500 ft | 1000 | 4055.67
| b) 750 ft | 1000 | 4805
| c) 1250 ft | 1000 | 20505
| d) 3000 ft | 1000 | 1237.5
| e) 4500 ft | 1000 | 15772.5
| f) 6750 ft | 1000 | 4869.33
4 | Making boundary or service roads, including dag-belling, leveling and dressing:ii) in ploughed land: a) from 10.0 ft. to 20.0 ft. (3 to 6 m) wide | 1 | 255
5 | Jungle clearance and removing within 100 ft. light | 1000 | 180070
Total Cost:
ii. Data Board
1 | Excavation in foundation of building bridges and other structures including dagbelling, dressing, refilling around structure with excavated earth, watering and ramming lead upto one chain and lift upto 5 ft. in ordinary soil | 1000 | 98
2 | Cement concrete plain including, placing, compacting, finishing and curing complete (including screening and washing of stones aggregate)
| a) Nominal mix ratio 1:4:8 | 100 | 24.5
3 | Pacca brick work in foundation and plinth in cement sand mortar ratio 1:6. | 100 | 97.5
4 | Providing and laying damp proof course of cement 1:2:4 (using cement, sand and shingle), including bitumen coating with with 2 coats of bitumen: 1½" thick (40 mm). | 100 | 39
5 | Pacca brick work other than building upto 10 ft. height in cement sand mortor ratio 1:3 | 100 | 81.7031
6 | Cement plaster 1:4 upto 20 ft. height, 3/8" thick | 100 | 230.65
7 | Providing and applying weather shield paint of approved quality on external surface of building including preparation of surface, application of primer complete in all respect white. | 100 | 230.65
8 | Writing letter or figures per letter per inch height | 1 | 500
9 | Carriage of 100 Cf t. (2.83 cu.m) of all materials like stone aggregate, spawl, kankar lime (unslaked), surkhi , etc. or 150 Cf t. (4.25 cu.m) timber, by truck or by any othermeans owned by the contractor from Sakhi Sarwar Quarry to site 275 Km including first 11KM hilly area.
| DPC | 100 | 4.29
Total Cost:
iii. RD Marks:
1 | Precast reinfoced cement concrete type "C" 1:2:4. | 1 | 30.96
2 | Fabrication of mild steel reinforcement for cement concrete including cutting bending laying in position etc. complete in all respect. (deformed bars) Grade 40 | 100 | 70.74
3 | Carriage of consignment job upto 5 KMs Average | 1 | 18
4 | Placing boundary pillars in position, including digging pits. | 1 | 18
5 | Preparing surface and painting with emulation paint 3 coat. | 100 | 63
6 | Writing letter or firgures per letter per inch height (three figure each side). | 1 | 180
7 | Carriage of 100 Cf t. (2.83 cu.m) of all materials like stone aggregate, spawl, kankar lime (unslaked), surkhi , etc. or 150 Cf t. (4.25 cu.m) timber, by truck or by any othermeans owned by the contractor from Sakhi Sarwar Quarry to site 275 Km including first 11KM hilly area.
ii | PCC 1:2:4 | 100 | 27.2448
Total Cost:
iv. Stone Pitching
1 | Earth Work in excavation of drains, irrigation channels through excavator/ drag lines in all kind of soil and conditions (dry, wet slush, daldal and under water ) including its disposal and preperation of working pad for operation of machinary. (rates includes 100ft lead) | 1000 | 355.5
2 | Providing and laying stone pitching/filling, dry hand packed, as filling behind retaining walls or in pitching and aprons. | 100 | 355.5
3 | Formation dressing and preparing subgrade, on slope | 100 | 681.66
4 | Formation dressing and preparing subgrade, in bed. | 100 | 126
5 | Providing and laying graded bajri 1/8" to 1/2" size on slope. | 100 | 224.94
6 | Providing and laying graded bajri 1/2" to 2" size on slope. | 100 | 224.94
7 | Providing and laying graded bajri 1/8" to 1/2" size on level. | 100 | 41.58
8 | Providing and laying graded bajri 1/2" to 2" size on level. | 100 | 41.58
9 | Providing and laying stone for top layer only, on slope. | 100 | 681.66
10 | Providing and laying stone for top layer only, on Level | 100 | 126
11 | Carriage of 100 Cft of all material like stone aggregate, spawl, kankar, lime (unsoaked) surkhi etc or 150 Cft of timber by truck or by any other means owned by the contractor, lead 275 Km. | 100 | 1449.117
Total Cost:
v. VRB Repair
1 | Cement concrete plain including placing, compacting, finishing and curing complete (including screening and washing of stone aggregate): Ratio 1:2:4 | 100 | 136.8125
2 | Cement plaster 1:3 upto 20' (6.00 m) height 1/2" (13 mm) thick. | 100 | 848
Total Cost:
vi. Tube Well room
1 | Excavation in foundation of building, bridges, and other structures, including dag belling, dressing refilling around structure with excavated earth, watering and ramming lead upto one chain (30m)and lift upto 5' (1.5 m) (b) in ordinary soil.1)By Manual | 1000 | 1089.7838
2 | Spraying termite proofing by using liquid FMC / Biflex/ Terminex Exin/Ms Hextaror equivalent@specified suspension concenterate (SC), MixingAbility-HEXTAR with Ratio (1:250)= 540 Sft or equivalent approved liquid applying with shower and certificate will be provided by the contractor for10-years complete in all respect.as approved by the Engineer Incharge. | 1 | 1017
3 | Cement concrete plain including, placing, compacting, finishing and curing complete (including screening and washing of stones aggregate)
| a) Nominal mix ratio 1:4:8 | 100 | 211.2249
4 | Pacca brick work in foundation and plinth in cement sand mortar ratio 1:6. | 100 | 630.08
5 | Providing and laying damp proof course of cement 1:2:4 (using cement, sand and shingle), including bitumen coating with one coat of bitumen and one coat polythenesheet 500 gauge 1½" thick (40 mm). | 100 | 129
6 | Providing and laying vertical damp proof course with cement sand plaster and bitumen coating with one coat of bitumen and one coat of polythene sheet 500 gauge-Ratio 1:3 a) ½ " thick (13 mm) | 100 | 240
7 | Filling watering ramming earth under floors with surplus earth from foundation etc. | 1000 | 300
8 | Pacca brick work in ground floor. Cement sand mortar Ratio 1:4. | 100 | 581.8
9 | Providing and laying reinforced cement concrete (including prestressed concrete), using Sulphate resisting cement; coarse sand and screened graded and washed aggregate, in required shape and design, including forms, moulds, shuttering, lifting, compacting, curing, rendering and finishing exposed surface, complete 2) Plastering done under soffit of R.C.C. (but excluding the cost of steel reinforcement, its fabrication and placing in position etc.)
| a) Reinforced cement concrete in roof slab, beams, columns lintels, girders and other structural members laid in situ or precast laid in position, or prestressed members cast in situ, complete in all respects. Type B (nominal mix 1:2:4) | 1 | 308.3316
10 | b) Reinforcement cement concrete in slab of rafts/strip foundation, base slab of column and retaining walls, etc and other structural members not requiring form work(i.e horizontal shuttering) complete in all respect: Type B (Nominal Mix 1:2:4) | 1 | 36.8156
11 | Providing and Fabrication of mild steel reinforcement for cement concrete, including cutting, bending, laying in position, 13 making joints and fastenings, including cost of binding wire and labour charges for binding of steel reinforcement (also includes removal of rust from bars):- Deformed bars (Grade-60). | 100 | 2070.8834
12 | Providing and fixing windows consisting of M.S box section frame 2" x 1½" ( 50 x 40mm) Leaves frame 1½" x 1" (40 x 25 mm) box section frame for glazing 3/8" x 3/8" (10 x 10 mm) using 16 SWG sheet 'U' shaped rubber supported with 1" x 1/8" (25 x 3 mm) M.S. flat for fixing 3/16" (5 mm) thick glass panes M.S. box section 1/2" x 1/2" (13 x 13 mm) of 16 SWG for fixing 24 SWG wire gauge on outer side by means of 3/4" x 1/8" (20 x 3 mm) M.S. flat and screws including grill of M.S. flat 1/2" x 1/8" (13 x 3 mm) or 1/4" x 1/4" (6 x 6 mm) square bar with independent frame of 1/2" x 1/2" (13 x 13 mm) box section of 16 SWG i/c all C.P fitting and painting 3 coats complete in all respect. | 1 | 64
13 | Providing and fixing mild steel chowkat of doors windows C. windows etc. including holdfast making and threading 18 holes for hinges etc. complete 1½" x 1½" x 1/4" (40 x 40 x 6 mm) welded with M.S. flat 2" x 1/4" (50 m M.S. angle iron). | 1 | 80
14 | Making and fixing steel grated door with 1/16" thick sheeting, including angle iron frame 2" x 2" x 3/8"and 3/4" square bars 4" centre to centre. with locking arrangement (Two No.). | 1 | 98
15 | Providing and laying single layer of tile 9" x 4½" x 1½" laid over 4" earth and 1" thick mud plaster without bhoosa, grouted with cement mud (1:3) on top of R.C.C. roof, slab, provided with 34 lbs. per % Sft. Or 1.72 Kg./Sq.m. bitumen coating sand blinded. | 100 | 191.125
16 | Providing and laying polythene sheet under floor or roof complete 500 gauge. | 1 | 199.125
17 | Supplying and filling sand under floor or plugging in wells. | 100 | 81.875
18 | Providing and laying watering and ramming brick ballast 1½" to 2" (40 mm to 50 mm) mixed with 25% sand for floor foundation complete in all respect. | 100 | 97.875
19 | Cement concrete plain including, placing, compacting, finishing and curing complete (including screening and washing of stones aggregate)
| b) Nominal mix ratio 1:2:4 | 100 | 91.72
20 | Cement plaster 1:4 upto 20' (6.00 m) height 1/2" (13 mm) thick. | 100 | 1136.61
21 | Cement plaster 3/8" (10 mm thick under soffit of R.C.C. roof slabs only, upto 20' height (Ratio 1:3). | 100 | 229.04
22 | Cement pointing struck joints on wall upto 20' (6m) height (a) Ratio 1:2 including extra cost of labour and material for red oxide pigment in cement pointing to match with the colour of bricks. | 100 | 979.75
23 | Providing, laying, cutting, jointing, testing and disinfecting PVC/ uPVC pipe line with `B' Class working pressure complete in all respects:- 4" i/d (100 mm) | 1 | 26
24 | Providing and installing P.V.C. bends, of B.S.S.b) 4" i/d (100 mm) | 1 | 4
25 | Making top khurra on roof 2' x 2' x 6". | 1 | 2
26 | Distempering:- 3 coat | 100 | 1020.54
27 | Providing and applying weather shield paint of approved quality on external surface of building including preparation of surface, application of primer complete in all respect: | 100 | 345.11
28 | Preparing surface and painting of doors and windows any type (including edges):- | 100 | 178
29 | Fabrication of heavy steel work, with angle, tees, flat iron round iron and sheet iron for making trusses, girders, tanks, etc., including cutting, drilling, revitting, handling, assembling and fixing, but excluding erection in position. | 100 | 669.9174
30 | Supply and erection of PVC pipe for wiring recessed in walls, including inspection boxes, pull boxes, hooks, cutting jharries and repairing surface, etc. complete with all specials.
| a) 20mm (3/4") i/d. | 1 | 120
| b) 25 mm (1") i/d | 1 | 60
| c) 50 mm (2") i/d | 1 | 30
31 | Supply and erection of single core PVC insulated copper conductor cables, in prepaid P.V.C. pile/M.S. conduit/G.I. pipe/wooden strip batten/wooden casing and caping/G.I. wire/trenches (rate for cables only) (a) 250/440 volts, P.V.C. insulated.
| a) 3/0.74mm (3/0.029"). | 1 | 360
| b) 7/0.74mm (7/0.029"). | 1 | 120
32 | Supply and erection of copper conductor cable for service connection in prepaid pipe/G.I. wire/trenches, etc. (rate for cable only) (a) PVC insulated, PVC sheathed, twin core, 250/440 volts 7/0.44" (7/1.12mm). | 1 | 80
33 | Supply and connection of M.S. sheet box of 16 SWG, 10 cm (4") deep with 4.75 mm thick (3/16") bakelite sheet top, for recessed wiring, including making holes for regulators switches, plugs etc.
| a) 10 x 10 cm (4" x 4"). | 1 | 2
| b) 17.5 x 10 cm (7" x 4"). | 1 | 2
| c) 22.5 x 10 cm (9" x 4"). | 1 | 2
34 | Supply and erection of switches 5 amp. Piano Type. | 1 | 40
35 | Supply and erection of ceiling rose, bakelite. | 1 | 8
36 | Supply and erection of wall socket with 3 pin 5 amp shoe. | 1 | 4
37 | Supply and erection of 3 pin switch and plug combined recessed type (ii) 10/15 amp. | 1 | 2
38 | P/F wall mounted DB (Distribution Board) made with 16SWG Sheet (Recessded/Surface mounted Type), Powder coated Paint, i/c the cost of Lock, Indication lights,Thimble, Copper Comb, Wiring, Netural & Earth Bar, Door Earthing, Digital Voltmeter,Digital Ammeter,Volt Selector Switch,Ammeter selector switch,Current Transformers and Controles Complete in all respect as approved and directed by the Engineer Incharge (Breakers will be Paid Separately)(a) 6" deep (i) 20~60A | 1 | 2
39 | Suppling,Installation and comissioning of MCB (Miniature Circuit Breaker) of specified rating made of LEGRAND FRANCE/ GE U.S.A / SCHNEIDER GERMANY /SIEMEN GERMAN/TERASAKI JAPAN/ ABB SWITZERLAND in prelaid DBs and Panels i/c the cost of screwes,necessary wire complet Single Pole(iii) 6-63 Amp (10 KA) | 1 | 12
40 | Supplying, Installation and commissioning of MCCB (Moulded Case Circuit Breaker)of specified rating made of LEGRAND FRANCE /GEU.S.A/ SCHNEIDER GERMANY/ TERASAKI JAPAN/ SIEMEN/ ABBSWITZERLAND or approved equivalent manufacturer (withfixedThermal-MagneticTrip)in prelaid DB sand Panels i/c the cost of screws, necessary wire complete in all respect as approved and directed by the EngineerIncharge. a) Triple Pole (ii) 15-100 Amp (10 KA,15KA) | 1 | 4
41 | Supplying, Installation and commissioning of MCCB (Moulded Case Circuit Breaker)of specified rating made of LEGRAND FRANCE /GEU.S.A/ SCHNEIDER GERMANY/ TERASAKI JAPAN/ SIEMEN/ ABBS WITZERLAND or approved equivalent manufacturer (withfixedThermal-MagneticTrip)in prelaid DB sand Panels i/c the cost of screws, necessary wire complete in all respect as approved and directed by the EngineerIncharge. a) Triple Pole With Adjustable Thermal-Magnetic Trip /Electronic Trip (60-100%) (i) 25-100 Amp | 1 | 2
42 | Supply and erection of tube light, including rod, choke, starter with frame, flexible wire, including connection from ceiling rose, etc., complete ii)single rod (40 watts) with one choke and one starter. | 1 | 6
43 | Supply and erection of bakelite button holder shade, large size | 1 | 6
44 | Carriage of 100 Cf t. (2.83 cu.m) of all materials like stone aggregate, spawl, kankar lime (unslaked), surkhi , etc. or 150 Cf t. (4.25 cu.m) timber, by truck or by any othermeans owned by the contractor from Sakhi Sarwar Quarry to site 275 Km including first 11KM hilly area.
i | PCC 1:4:8 | 100 | 202.7759
ii | PCC 1:2:4 | 100 | 80.7136
iii | RCC 1.2.4 | 100 | 303.7296
iv | DPC 1.2.4 | 100 | 14.19
Total Cost:
3. 4-L Manthar Drain (RD 0+000 to 17+700)
i. Earthwork
1 | Earth Work in excavation of drains, irrigation channels through excavator/ drag lines in all kind of soil and conditions (dry, wet slush, daldal and under water ) including its disposal and preperation of working pad for operation of machinary. (rates includes 100ft lead) | 1000 | 203524.5
2 | Dressing and levelling of earthwork to designed section etc complete in ii) ordinary or hard soil soil | 1000 | 262075.5
3 | Transportation of earth all types when the total distance, including the lead covered in the item of work , is more than 1000 ft.
| a) 500 ft | 1000 | 3727.5
| b) 750 ft | 1000 | 5270
| c) 4500 ft | 1000 | 109947.5
| d) 5500 ft | 1000 | 70367.5
4 | Borrowpit excavation undressed lead upto 100 ft (30 metre) in a) ordinary soil with
| a) 500 ft | 1000 | 60633
5 | Making boundary or service roads, including dag-belling, leveling and dressing:ii) in ploughed land: a) from 10.0 ft. to 20.0 ft. (3 to 6 m) wide | 1 | 215
6 | Jungle clearance and removing within 100 ft. light | 1000 | 177000
ii. Data Board:
1 | Excavation in foundation of building bridges and other structures including dagbelling, dressing, refilling around structure with excavated earth, watering and ramming lead upto one chain and lift upto 5 ft. in ordinary soil | 1000 | 98
2 | Cement concrete plain including, placing, compacting, finishing and curing complete (including screening and washing of stones aggregate)
| a) Nominal mix ratio 1:4:8 | 100 | 24.5
3 | Pacca brick work in foundation and plinth in cement sand mortar ratio 1:6. | 100 | 97.5
4 | Providing and laying damp proof course of cement 1:2:4 (using cement, sand and shingle), including bitumen coating with with 2 coats of bitumen: 1½" thick (40 mm). | 100 | 39
5 | Pacca brick work other than building upto 10 ft. height in cement sand mortor ratio 1:3 | 100 | 81.7031
6 | Cement plaster 1:4 upto 20 ft. height, 3/8" thick | 100 | 230.65
7 | Providing and applying weather shield paint of approved quality on external surface of building including preparation of surface, application of primer complete in all respect white. | 100 | 230.65
8 | Writing letter or figures per letter per inch height | 1 | 500
9 | Carriage of 100 Cf t. (2.83 cu.m) of all materials like stone aggregate, spawl, kankar lime (unslaked), surkhi , etc. or 150 Cf t. (4.25 cu.m) timber, by truck or by any othermeans owned by the contractor from Sakhi Sarwar Quarry to site 275 Km including first 11KM hilly area.
| DPC | 100 | 4.29
iii. RD Marks:
1 | Precast reinfoced cement concrete type "C" 1:2:4. | 1 | 30.96
2 | Fabrication of mild steel reinforcement for cement concrete including cutting bending laying in position etc. complete in all respect. (deformed bars) Grade 40 | 100 | 70.74
3 | Carriage of consignment job upto 5 KMs Average | 1 | 18
4 | Placing boundary pillars in position, including digging pits. | 1 | 18
5 | Preparing surface and painting with emulation paint 3 coat. | 100 | 63
6 | Writing letter or firgures per letter per inch height (three figure each side). | 1 | 180
7 | Carriage of 100 Cf t. (2.83 cu.m) of all materials like stone aggregate, spawl, kankar lime (unslaked), surkhi , etc. or 150 Cf t. (4.25 cu.m) timber, by truck or by any othermeans owned by the contractor from Sakhi Sarwar Quarry to site 275 Km including first 11KM hilly area.
ii | PCC 1:2:4 | 100 | 27.2448
Total Cost:
iv. Stone Pitching
1 | Earth Work in excavation of drains, irrigation channels through excavator/ drag lines in all kind of soil and conditions (dry, wet slush, daldal and under water ) including its disposal and preperation of working pad for operation of machinary. (rates includes 100ft lead) | 1000 | 312.56
2 | Providing and laying stone pitching/filling, dry hand packed, as filling behind retaining walls or in pitching and aprons. | 100 | 312.56
3 | Formation dressing and preparing subgrade, on slope | 100 | 525.1225
4 | Formation dressing and preparing subgrade, in bed. | 100 | 129.5
5 | Providing and laying graded bajri 1/8" to 1/2" size on slope. | 100 | 173.29
6 | Providing and laying graded bajri 1/2" to 2" size on slope. | 100 | 173.29
7 | Providing and laying graded bajri 1/8" to 1/2" size on level. | 100 | 42.74
8 | Providing and laying graded bajri 1/2" to 2" size on level. | 100 | 42.74
9 | Providing and laying stone for top layer only, on slope. | 100 | 525.12
10 | Providing and laying stone for top layer only, on Level | 100 | 129.5
11 | Carriage of 100 Cft of all material like stone aggregate, spawl, kankar, lime (unsoaked) surkhi etc or 150 Cft of timber by truck or by any other means owned by the contractor, lead 275 Km. | 100 | 1207.5
Total Cost
4. Pattan Minara Drain (RD 0+000 to 23+000)
i. Earthwork
1 | Earth Work in excavation of drains, irrigation channels through excavator/ drag lines in all kind of soil and conditions (dry, wet slush, daldal and under water ) including its disposal and preperation of working pad for operation of machinary. (rates includes 100ft lead) | 1000 | 2110200
2 | Dressing and levelling of earthwork to designed section etc complete in ii) ordinary or hard soil soil | 1000 | 680530
3 | Transportation of earth all types when the total distance, including the lead covered in the item of work , is more than 1000 ft.
| a) Lead 500 feet | 1000 | 8217.5
| b) Lead 1750 ft | 1000 | 58687.5
| c) Lead 2750 ft | 1000 | 75040
4 | Making boundary or service roads, including dag-belling, leveling and dressing:ii) in ploughed land: a) from 10.0 ft. to 20.0 ft. (3 to 6 m) wide | 1 | 95
6 | Jungle clearance and removing within 100 ft. light | 1000 | 460000
ii. Data Board
1 | Excavation in foundation of building bridges and other structures including dagbelling, dressing, refilling around structure with excavated earth, watering and ramming lead upto one chain and lift upto 5 ft. in ordinary soil | 1000 | 98
2 | Cement concrete plain including, placing, compacting, finishing and curing complete (including screening and washing of stones aggregate)
| a) Nominal mix ratio 1:4:8 | 100 | 24.5
3 | Pacca brick work in foundation and plinth in cement sand mortar ratio 1:6. | 100 | 97.5
4 | Providing and laying damp proof course of cement 1:2:4 (using cement, sand and shingle), including bitumen coating with with 2 coats of bitumen: 1½" thick (40 mm). | 100 | 39
5 | Pacca brick work other than building upto 10 ft. height in cement sand mortor ratio 1:3 | 100 | 81.7031
6 | Cement plaster 1:4 upto 20 ft. height, 3/8" thick | 100 | 230.65
7 | Providing and applying weather shield paint of approved quality on external surface of building including preparation of surface, application of primer complete in all respect white. | 100 | 230.65
8 | Writing letter or figures per letter per inch height | 1 | 500
9 | Carriage of 100 Cf t. (2.83 cu.m) of all materials like stone aggregate, spawl, kankar lime (unslaked), surkhi , etc. or 150 Cf t. (4.25 cu.m) timber, by truck or by any othermeans owned by the contractor from Sakhi Sarwar Quarry to site 275 Km including first 11KM hilly area.
| DPC | 100 | 4.29
iii. RD Marks
1 | Precast reinfoced cement concrete type "C" 1:2:4. | 1 | 39.56
2 | Fabrication of mild steel reinforcement for cement concrete including cutting bending laying in position etc. complete in all respect. (deformed bars) Grade 40 | 100 | 90.39
3 | Carriage of consignment job upto 5 KMs Average | 1 | 23
4 | Placing boundary pillars in position, including digging pits. | 1 | 23
5 | Preparing surface and painting with emulation paint 3 coat. | 100 | 80.5
6 | Writing letter or firgures per letter per inch height (three figure each side). | 1 | 230
7 | Carriage of 100 Cf t. (2.83 cu.m) of all materials like stone aggregate, spawl, kankar lime (unslaked), surkhi , etc. or 150 Cf t. (4.25 cu.m) timber, by truck or by any othermeans owned by the contractor from Sakhi Sarwar Quarry to site 275 Km including first 11KM hilly area.
ii | PCC 1:2:4 | 100 | 34.8128
Total Cost
iv. Stone Pitching
1 | Dismantling stone or spawl pitching and apron in silted condition. | 100 | 93240
2 | Earth Work in excavation of drains, irrigation channels through excavator/ drag lines in all kind of soil and conditions (dry, wet slush, daldal and under water ) including its disposal and preperation of working pad for operation of machinary. (rates includes 100ft lead) | 1000 | 129745.5
3 | Supply and dumping at site, without boat, including handling of materials within three chains (90 m) | 100 | 126000
4 | Providing and laying stone pitching/filling, dry hand packed, as filling behind retaining walls or in pitching and aprons. | 100 | 3745.5
3 | Formation dressing and preparing subgrade, on slope | 100 | 72754.37
4 | Formation dressing and preparing subgrade, in bed. | 100 | 12167
4 | Providing and laying graded bajri 1/8" to 1/2" size on slope. | 100 | 24008.94
5 | Providing and laying graded bajri 1/2" to 2" size on slope. | 100 | 24008.94
6 | Providing and laying graded bajri 1/8" to 1/2" size on level. | 100 | 4015.11
7 | Providing and laying graded bajri 1/2" to 2" size on level. | 100 | 4015.11
8 | Providing and laying stone for top layer only, on slope. | 100 | 72754.37
9 | Providing and laying stone for top layer only, on Level | 100 | 12167
10 | Carriage of 100 Cft of all material like stone aggregate, spawl, kankar, lime (unsoaked) surkhi etc or 150 Cft of timber by truck or by any other means owned by the contractor, lead 275 Km. | 100 | 152322.069
Total Cost
v. Water Course
1 | Excavation in foundation of building, bridges and other structures, including dagbelling, dressing, refilling around structure with excavated earth, watering and ramming lead up to one chain and lift upto 5 ft. In ordinary soil (above 5 ft depth) | 1000 | 1417.9529
2 | Extra for slush or Daldal including dewatering. | 1000 | 1417.9529
3 | Cement concrete plain including, placing, compacting, finishing and curing complete (including screening and washing of stones aggregate)
| a) Nominal mix ratio 1:4:8 | 100 | 140.1025
| b) Nominal mix ratio 1:2:4 | 100 | 17
4 | Providing and fabrication of mild steel reinforcement for cement concrete, including cutting , bending, laying in position, making joints and fastening, including cost of binding wire and labour charges for binding of steel reinforcement(also includes removal of rust from bars). Deformed Bars (Grade 60) | 100 | 4515.8106
5 | Providing and laying reinforced cement concrete (including prestressed concrete), using Sulphate resisting cement; coarse sand and screened graded and washed aggregate, in required shape and design, including forms, moulds, shuttering, lifting, compacting, curing, rendering and finishing exposed surface, complete 2) Plastering done under soffit of R.C.C. (but excluding the cost of steel reinforcement, its fabrication and placing in position etc.)
| a) Reinforced cement concrete in roof slab, beams, columns lintels, girders and other structural members laid in situ or precast laid in position, or prestressed members cast in situ, complete in all respects. Type B (nominal mix 1:1.5:3) | 1 | 1063.0377
| b) Reinforcement cement concrete in slab of rafts/strip foundation, base slab of column and retaining walls, etc and other structural members not requiring form work(i.e horizontal shuttering) complete in all respect: Type B (Nominal Mix 1:1.5:3 ) | 1 | 442.2325
6 | Bitumen coating to plastered or cement concrete surface. 14 lbs per 100 Sft (6.35 Kg. per Sq.m) | 100 | 551.0106
7 | Pacca brick work other than buildings upto 10 feet height. Cement sand mortar ratio 1:4 | 100 | 40
8 | Providing and embedding 10"(250mm) wide PVC water stopper in expansion joints of RCC structures (Retaining walls, water tanks, Slabs) complete in all respect. 10mm thick | 1 | 180.2
9 | Providing and placing poly sulphide joint sealent 1" wide and 1" deep. | 1 | 50
10 | Rehandling of earthwork:Upto a lead of 50 ft. (15 m). | 1000 | 2000
11 | Carriage of 100 Cf t. (2.83 cu.m) of all materials like stone aggregate, spawl, kankar lime (unslaked), surkhi , etc. or 150 Cf t. (4.25 cu.m) timber, by truck or by any othermeans owned by the contractor from Sakhi Sarwar Quarry to site 275 Km including first 11KM hilly area.
i | PCC 1:4:8 | 100 | 134.4984
ii | PCC 1:2:4 | 100 | 14.96
iii | RCC 1.1.5.3 | 100 | 1264.427
Total Cost:
vi. VRB Repair
1 | Cement concrete plain including placing, compacting, finishing and curing complete (including screening and washing of stone aggregate): Ratio 1:2:4 | 100 | 966.72
2 | Fabrication of mild steel reinforcement for cement concrete, including cutting, bending, laying in position, making joints and fastenings, including cost of binding wire and labour charges for binding of steel reinforcement (also includes removal of rust from bars): Deformed bars (Grade-60) | 100 | 2080
3 | Providing and laying reinforced cement concrete (including prestressed concrete), using Sulphate resisting cement; coarse sand and screened graded and washed aggregate, in required shape and design, including forms, moulds, shuttering, lifting, compacting, curing, rendering and finishing exposed surface, complete 2) Plastering done under soffit of R.C.C. (but excluding the cost of steel reinforcement, its fabrication and placing in position etc.)
a | a) Reinforced cement concrete in roof slab, beams, columns lintels, girders and other structural members laid in situ or precast laid in position, or prestressed members cast in situ, complete in all respects. Type B (nominal mix 1:1.5:3) | 1 | 520
4 | Providing and fixing 4" dia P.V.C pipe. | 1 | 6
5 | Borrowpit excavation undressed lead upto 100 ft (30 metre). Ordinary soil | 1000 | 8490
6 | Cement plaster 1:3 upto 20' (6.00 m) height 1/2" (13 mm) thick. | 100 | 3936
7 | Providing and laying R.C.C. pipe sewers, moulded with cement concrete 4000 psi conforming to ASTM Specification C-76-20, Class II. Wall B, including carriage of pipe from factory to site of work, lowering in trenches to correct alignment and grade, jointing with rubber ring, cutting pipes where necessary, testing, etc., complete. 610 mm (24") i/d | 1 | 48
8 | Dismantling cement concrete reinforced, separating reinforcement from concrete, cleaning and straightening the same. | 100 | 384
9 | Credit old material | 1 | 768
Total Cost:
vii. Tube Well room
1 | Excavation in foundation of building, bridges, and other structures, including dag belling, dressing refilling around structure with excavated earth, watering and ramming lead upto one chain (30m)and lift upto 5' (1.5 m) (b) in ordinary soil.1)By Manual | 1000 | 3814.2434
2 | Spraying termite proofing by using liquid FMC / Biflex/ Terminex Exin/Ms Hextaror equivalent@specified suspension concenterate (SC), MixingAbility-HEXTAR with Ratio (1:250)= 540 Sft or equivalent approved liquid applying with shower and certificate will be provided by the contractor for10-years complete in all respect.as approved by the Engineer Incharge. | 1 | 3559.5
3 | Cement concrete plain including, placing, compacting, finishing and curing complete (including screening and washing of stones aggregate) |  | 0
| a) Nominal mix ratio 1:4:8 | 100 | 739.2871
4 | Pacca brick work in foundation and plinth in cement sand mortar ratio 1:6. | 100 | 2205.28
5 | Providing and laying damp proof course of cement 1:2:4 (using cement, sand and shingle), including bitumen coating with one coat of bitumen and one coat polythenesheet 500 gauge 1½" thick (40 mm). | 100 | 451.5
6 | Providing and laying vertical damp proof course with cement sand plaster and bitumen coating with one coat of bitumen and one coat of polythene sheet 500 gauge-Ratio 1:3 a) ½ " thick (13 mm) | 100 | 840
7 | Filling watering ramming earth under floors with surplus earth from foundation etc. | 1000 | 1050
8 | Pacca brick work in ground floor. Cement sand mortar Ratio 1:4. | 100 | 2036.3
9 | Providing and laying reinforced cement concrete (including prestressed concrete), using Sulphate resisting cement; coarse sand and screened graded and washed aggregate, in required shape and design, including forms, moulds, shuttering, lifting, compacting, curing, rendering and finishing exposed surface, complete 2) Plastering done under soffit of R.C.C. (but excluding the cost of steel reinforcement, its fabrication and placing in position etc.)
| a) Reinforced cement concrete in roof slab, beams, columns lintels, girders and other structural members laid in situ or precast laid in position, or prestressed members cast in situ, complete in all respects. Type B (nominal mix 1:2:4) | 1 | 1079.1606
10 | b) Reinforcement cement concrete in slab of rafts/strip foundation, base slab of column and retaining walls, etc and other structural members not requiring form work(i.e horizontal shuttering) complete in all respect: Type B (Nominal Mix 1:2:4) | 1 | 128.8547
11 | Providing and Fabrication of mild steel reinforcement for cement concrete, including cutting, bending, laying in position, 13 making joints and fastenings, including cost of binding wire and labour charges for binding of steel reinforcement (also includes removal of rust from bars):- Deformed bars (Grade-60). | 100 | 7248.0917
12 | Providing and fixing windows consisting of M.S box section frame 2" x 1½" ( 50 x 40mm) Leaves frame 1½" x 1" (40 x 25 mm) box section frame for glazing 3/8" x 3/8" (10 x 10 mm) using 16 SWG sheet 'U' shaped rubber supported with 1" x 1/8" (25 x 3 mm) M.S. flat for fixing 3/16" (5 mm) thick glass panes M.S. box section 1/2" x 1/2" (13 x 13 mm) of 16 SWG for fixing 24 SWG wire gauge on outer side by means of 3/4" x 1/8" (20 x 3 mm) M.S. flat and screws including grill of M.S. flat 1/2" x 1/8" (13 x 3 mm) or 1/4" x 1/4" (6 x 6 mm) square bar with independent frame of 1/2" x 1/2" (13 x 13 mm) box section of 16 SWG i/c all C.P fitting and painting 3 coats complete in all respect. | 1 | 224
13 | Providing and fixing mild steel chowkat of doors windows C. windows etc. including holdfast making and threading 18 holes for hinges etc. complete 1½" x 1½" x 1/4" (40 x 40 x 6 mm) welded with M.S. flat 2" x 1/4" (50 m M.S. angle iron). | 1 | 280
14 | Making and fixing steel grated door with 1/16" thick sheeting, including angle iron frame 2" x 2" x 3/8"and 3/4" square bars 4" centre to centre. with locking arrangement (Two No.). | 1 | 343
15 | Providing and laying single layer of tile 9" x 4½" x 1½" laid over 4" earth and 1" thick mud plaster without bhoosa, grouted with cement mud (1:3) on top of R.C.C. roof, slab, provided with 34 lbs. per % Sft. Or 1.72 Kg./Sq.m. bitumen coating sand blinded. | 100 | 668.9375
16 | Providing and laying polythene sheet under floor or roof complete 500 gauge. | 1 | 696.9375
17 | Supplying and filling sand under floor or plugging in wells. | 100 | 286.5625
18 | Providing and laying watering and ramming brick ballast 1½" to 2" (40 mm to 50 mm) mixed with 25% sand for floor foundation complete in all respect. | 100 | 342.5625
19 | Cement concrete plain including, placing, compacting, finishing and curing complete (including screening and washing of stones aggregate)
| b) Nominal mix ratio 1:2:4 | 100 | 321.02
20 | Cement plaster 1:4 upto 20' (6.00 m) height 1/2" (13 mm) thick. | 100 | 3978.135
21 | Cement plaster 3/8" (10 mm thick under soffit of R.C.C. roof slabs only, upto 20' height (Ratio 1:3). | 100 | 801.64
22 | Cement pointing struck joints on wall upto 20' (6m) height (a) Ratio 1:2 including extra cost of labour and material for red oxide pigment in cement pointing to match with the colour of bricks. | 100 | 3429.125
23 | Providing, laying, cutting, jointing, testing and disinfecting PVC/ uPVC pipe line with `B' Class working pressure complete in all respects:- 4" i/d (100 mm) | 1 | 91
24 | Providing and installing P.V.C. bends, of B.S.S.b) 4" i/d (100 mm) | 1 | 14
25 | Making top khurra on roof 2' x 2' x 6". | 1 | 7
26 | Distempering:- 3 coat | 100 | 3571.89
27 | Providing and applying weather shield paint of approved quality on external surface of building including preparation of surface, application of primer complete in all respect: | 100 | 1207.885
28 | Preparing surface and painting of doors and windows any type (including edges):- | 100 | 623
29 | Fabrication of heavy steel work, with angle, tees, flat iron round iron and sheet iron for making trusses, girders, tanks, etc., including cutting, drilling, revitting, handling, assembling and fixing, but excluding erection in position. | 100 | 2344.7111
30 | Supply and erection of PVC pipe for wiring recessed in walls, including inspection boxes, pull boxes, hooks, cutting jharries and repairing surface, etc. complete with all specials.
| a) 20mm (3/4") i/d. | 1 | 420
| b) 25 mm (1") i/d | 1 | 210
| c) 50 mm (2") i/d | 1 | 105
31 | Supply and erection of single core PVC insulated copper conductor cables, in prepaid P.V.C. pile/M.S. conduit/G.I. pipe/wooden strip batten/wooden casing and caping/G.I. wire/trenches (rate for cables only) (a) 250/440 volts, P.V.C. insulated.
| a) 3/0.74mm (3/0.029"). | 1 | 1260
| b) 7/0.74mm (7/0.029"). | 1 | 420
32 | Supply and erection of copper conductor cable for service connection in prepaid pipe/G.I. wire/trenches, etc. (rate for cable only) (a) PVC insulated, PVC sheathed, twin core, 250/440 volts 7/0.44" (7/1.12mm). | 1 | 280
33 | Supply and connection of M.S. sheet box of 16 SWG, 10 cm (4") deep with 4.75 mm thick (3/16") bakelite sheet top, for recessed wiring, including making holes for regulators switches, plugs etc.
| a) 10 x 10 cm (4" x 4"). | 1 | 7
| b) 17.5 x 10 cm (7" x 4"). | 1 | 7
| c) 22.5 x 10 cm (9" x 4"). | 1 | 7
34 | Supply and erection of switches 5 amp. Piano Type. | 1 | 140
35 | Supply and erection of ceiling rose, bakelite. | 1 | 28
36 | Supply and erection of wall socket with 3 pin 5 amp shoe. | 1 | 14
37 | Supply and erection of 3 pin switch and plug combined recessed type (ii) 10/15 amp. | 1 | 7
38 | P/F wall mounted DB (Distribution Board) made with 16SWG Sheet (Recessded/Surface mounted Type), Powder coated Paint, i/c the cost of Lock, Indication lights,Thimble, Copper Comb, Wiring, Netural & Earth Bar, Door Earthing, Digital Voltmeter,Digital Ammeter,Volt Selector Switch,Ammeter selector switch,Current Transformers and Controles Complete in all respect as approved and directed by the Engineer Incharge (Breakers will be Paid Separately)(a) 6" deep (i) 20~60A | 1 | 7
39 | Suppling,Installation and comissioning of MCB (Miniature Circuit Breaker) of specified rating made of LEGRAND FRANCE/ GE U.S.A / SCHNEIDER GERMANY /SIEMEN GERMAN/TERASAKI JAPAN/ ABB SWITZERLAND in prelaid DBs and Panels i/c the cost of screwes,necessary wire complet Single Pole(iii) 6-63 Amp (10 KA) | 1 | 42
40 | Supplying, Installation and commissioning of MCCB (Moulded Case Circuit Breaker)of specified rating made of LEGRAND FRANCE /GEU.S.A/ SCHNEIDER GERMANY/ TERASAKI JAPAN/ SIEMEN/ ABBSWITZERLAND or approved equivalent manufacturer (withfixedThermal-MagneticTrip)in prelaid DB sand Panels i/c the cost of screws, necessary wire complete in all respect as approved and directed by the EngineerIncharge. a) Triple Pole (ii) 15-100 Amp (10 KA,15KA) | 1 | 14
41 | Supplying, Installation and commissioning of MCCB (Moulded Case Circuit Breaker)of specified rating made of LEGRAND FRANCE /GEU.S.A/ SCHNEIDER GERMANY/ TERASAKI JAPAN/ SIEMEN/ ABBS WITZERLAND or approved equivalent manufacturer (withfixedThermal-MagneticTrip)in prelaid DB sand Panels i/c the cost of screws, necessary wire complete in all respect as approved and directed by the EngineerIncharge. a) Triple Pole With Adjustable Thermal-Magnetic Trip /Electronic Trip (60-100%) (i) 25-100 Amp | 1 | 7
42 | Supply and erection of tube light, including rod, choke, starter with frame, flexible wire, including connection from ceiling rose, etc., complete ii)single rod (40 watts) with one choke and one starter. | 1 | 21
43 | Supply and erection of bakelite button holder shade, large size | 1 | 21
44 | Carriage of 100 Cf t. (2.83 cu.m) of all materials like stone aggregate, spawl, kankar lime (unslaked), surkhi , etc. or 150 Cf t. (4.25 cu.m) timber, by truck or by any othermeans owned by the contractor from Sakhi Sarwar Quarry to site 275 Km including first 11KM hilly area.
i | PCC 1:4:8 | 100 | 709.7156
ii | PCC 1:2:4 | 100 | 282.4976
iii | RCC 1.2.4 | 100 | 1063.0535
iv | DPC 1.2.4 | 100 | 49.665
Total Cost:
5. Manthar Drain (RD 0+000 to 140+000)
i. Earthwork
1 | Earth Work in excavation of drains, irrigation channels through excavator/ drag lines in all kind of soil and conditions (dry, wet slush, daldal and under water ) including its disposal and preperation of working pad for operation of machinary. (rates includes 100ft lead) | 1000 | 15023937.5
2 | Transportation of earth all types when the total distance, including the lead covered in the item of work.
| Lead 500 ft | 1000 | 12747.5
| Lead 1000 ft | 1000 | 5975
3 | Dressing and levelling of earthwork to designed section etc complete in ii) ordinary or hard soil soil | 1000 | 2113837.5
4 | Making boundary or service roads, including dag-belling, leveling and dressing:ii) in ploughed land: a) from 10.0 ft. to 20.0 ft. (3 to 6 m) wide | 1 | 720
6 | Jungle clearance and removing within 100 ft. light | 1000 | 2800000
ii. Data Board
1 | Excavation in foundation of building bridges and other structures including dagbelling, dressing, refilling around structure with excavated earth, watering and ramming lead upto one chain and lift upto 5 ft. in ordinary soil | 1000 | 98
2 | Cement concrete plain including, placing, compacting, finishing and curing complete (including screening and washing of stones aggregate)
| a) Nominal mix ratio 1:4:8 | 100 | 24.5
3 | Pacca brick work in foundation and plinth in cement sand mortar ratio 1:6. | 100 | 97.5
4 | Providing and laying damp proof course of cement 1:2:4 (using cement, sand and shingle), including bitumen coating with with 2 coats of bitumen: 1½" thick (40 mm). | 100 | 39
5 | Pacca brick work other than building upto 10 ft. height in cement sand mortor ratio 1:3 | 100 | 81.7031
6 | Cement plaster 1:4 upto 20 ft. height, 3/8" thick | 100 | 230.65
7 | Providing and applying weather shield paint of approved quality on external surface of building including preparation of surface, application of primer complete in all respect white. | 100 | 230.65
8 | Writing letter or figures per letter per inch height | 1 | 500
9 | Carriage of 100 Cf t. (2.83 cu.m) of all materials like stone aggregate, spawl, kankar lime (unslaked), surkhi , etc. or 150 Cf t. (4.25 cu.m) timber, by truck or by any othermeans owned by the contractor from Sakhi Sarwar Quarry to site 275 Km including first 11KM hilly area.
| DPC | 100 | 4.29
iii. RD Marks
1 | Precast reinfoced cement concrete type "C" 1:2:4. | 1 | 242.52
2 | Fabrication of mild steel reinforcement for cement concrete including cutting bending laying in position etc. complete in all respect. (deformed bars) Grade 40 | 100 | 554.13
3 | Carriage of consignment job upto 5 KMs Average | 1 | 141
4 | Placing boundary pillars in position, including digging pits. | 1 | 141
5 | Preparing surface and painting with emulation paint 3 coat. | 100 | 493.5
6 | Writing letter or firgures per letter per inch height (three figure each side). | 1 | 1410
7 | Carriage of 100 Cf t. (2.83 cu.m) of all materials like stone aggregate, spawl, kankar lime (unslaked), surkhi , etc. or 150 Cf t. (4.25 cu.m) timber, by truck or by any othermeans owned by the contractor from Sakhi Sarwar Quarry to site 275 Km including first 11KM hilly area.
ii | PCC 1:2:4 | 100 | 213.4176
Total Cost
iv. Culverts
1 | Excavation in foundation of building, bridges and other structures, including dagbelling, dressing, refilling around structure with excavated earth, watering and ramming lead up to one chain and lift upto 5 ft. In ordinary soil (above 5 ft depth) | 1000 | 1489.6
2 | Cement concrete plain including, placing, compacting, finishing and curing complete (including screening and washing of stones aggregate)
| a) Nominal mix ratio 1:4:8 | 100 | 132
3 | Providing and fabrication of mild steel reinforcement for cement concrete, including cutting , bending, laying in position, making joints and fastening, including cost of binding wire and labour charges for binding of steel reinforcement(also includes removal of rust from bars). Deformed Bars (Grade 60) | 100 | 4803
4 | Providing and laying reinforced cement concrete (including prestressed concrete), using Sulphate resisting cement; coarse sand and screened graded and washed aggregate, in required shape and design, including forms, moulds, shuttering, lifting, compacting, curing, rendering and finishing exposed surface, complete 2) Plastering done under soffit of R.C.C. (but excluding the cost of steel reinforcement, its fabrication and placing in position etc.)
| a) Reinforced cement concrete in roof slab, beams, columns lintels, girders and other structural members laid in situ or precast laid in position, or prestressed members cast in situ, complete in all respects. Type B (nominal mix 1:1.5:3) | 1 | 1073
| b) Reinforcement cement concrete in slab of rafts/strip foundation, base slab of column and retaining walls, etc and other structural members not requiring form work(i.e horizontal shuttering) complete in all respect: Type B (Nominal Mix 1:1.5:3 ) | 1 | 528
5 | Bitumen coating to plastered or cement concrete surface. 14 lbs per 100 Sft (6.35 Kg. per Sq.m) | 100 | 944
6 | Supply and erection PVC pipe for recessed wiring (main and sub-main) purpose, including bends, specials, etc. in floor, wall or trenches:- 80mm dia (3 inch) | 1 | 6
7 | Providing and laying R.C.C. pipe sewers, moulded with cement concrete 4000 psi conforming to Specification C-76-20, Class II. Wall B, including carriage of pipe from factory to site of work, lowering in trenches to correct alignment and grade, jointing with rubber ring,cutting pipes where necessary, testing, etc., complete. 24 inch internal dia | 1 | 48
8 | Barrow pit excavation undressed lead up to 100 ft in ordinary soil. | 1000 | 5400
9 | Rehandling of earthwork:Upto a lead of 50 ft. (15 m). | 1000 | 5400
10 | Carriage of 100 Cf t. (2.83 cu.m) of all materials like stone aggregate, spawl, kankar lime (unslaked), surkhi , etc. or 150 Cf t. (4.25 cu.m) timber, by truck or by any othermeans owned by the contractor from Sakhi Sarwar Quarry to site 275 Km including first 11KM hilly area.
i | PCC 1:4:8 | 100 | 126.72
ii | RCC 1:1.5:3 | 100 | 1344.84
Total Cost
v. VRB Repair
1 | Excavation in foundation of building, bridges and other structures, including dagbelling, dressing, refilling around structure with excavated earth, watering and rammiing lead upto one chain (30 m) and lift upto 5 ft. (1.5 m). in ordinary soil Wing walls. | 1000 | 1776
2 | Cement concrete plain including placing, compacting, finishing and curing complete (including screening and washing of stone aggregate): Ratio 1: 4: 8. | 100 | 73.5
3 | Cement concrete plain including placing, compacting, finishing and curing complete (including screening and washing of stone aggregate): Ratio 1:2:4 | 100 | 2414.07
4 | Fabrication of mild steel reinforcement for cement concrete, including cutting, bending, laying in position, making joints and fastenings, including cost of binding wire and labour charges for binding of steel reinforcement (also includes removal of rust from bars):- Deformed bars (Grade-60) | 100 | 61090.96
5 | Providing and laying reinforced cement concrete (including prestressed concrete), using Sulphate resisting cement; coarse sand and screened graded and washed aggregate, in required shape and design, including forms, moulds, shuttering, lifting, compacting, curing, rendering and finishing exposed surface, complete 2) Plastering done under soffit of R.C.C. (but excluding the cost of steel reinforcement, its fabrication and placing in position etc.)
a) | Reinforced cement concrete in roof slab, beams, columns lintels, girders and other structural members laid in situ or precast laid in position, or prestressed members cast in situ, complete in all respects.Type B (nominal mix 1:1.5:3) | 1 | 13743.27
b) | Reinforcement cement concrete in slab of rafts/strip foundation, base slab of column and retaining walls, etc and other structural members not requiring form work(i.e horizontal shuttering) complete in all respect: Type B (Nominal Mix 1:1.5:3) | 1 | 192
6 | Providing and fixing 4" dia P.V.C pipe. | 1 | 30
7 | Providing and fixing Neoprene bearing pad with laminated steel plate top and bottom. Size (14" x 9" x 1.75") | Cu. Inch | 304.64
8 | Borrowpit excavation undressed lead upto 100 ft (30 metre). Ordinary soil | 1000 | 30345
9 | Cement plaster 1:3 upto 20' (6.00 m) height 1/2" (13 mm) thick. | 100 | 5976
10 | Providing and laying R.C.C. pipe sewers, moulded with cement concrete 4000 psi conforming to ASTM Specification C-76-20, Class II. Wall B, including carriage of pipe from factory to site of work, lowering in trenches to correct alignment and grade, jointing with rubber ring, cutting pipes where necessary, testing, etc., complete. 610 mm (24") i/d | 1 | 320
11 | Providing and laying sub base course. | 100 | 2100
12 | Providing and laying base course. | 100 | 2100
13 | Providing surface treatment to roads, including supply of bitumen and bujri /crushed stone aggregate of approved quality, including cleaning of road surface, heating and spraying bitumen, spreading bajri and rolling with road roller (including its operation cost, fuel and hire charges, etc.) etc. complete including carriage of all materials to site of work except bajjri/crushed stone aggregate. | 100 | 2800
14 | Dismantling cement concrete reinforced, separating reinforcement from concrete, cleaning and straightening the same. | 100 | 11823.77
15 | Credit old material | 1 | -23647.54
Total cost:
vi. Pump House No: 3 (Manthar Drain at 0+000 RD)
1 | Excavation in foundation of building, bridges and other structures, including dagbelling, dressing, refilling around structure with excavated earth, watering and ramming lead up to one chain and lift upto 5 ft. In ordinary soil (above 5 ft depth) | 1000 | 60639.3519
2 | Extra for slush or Daldal including dewatering. | 1000 | 60639.3519
Cement concrete plain including, placing, compacting, finishing and curing complete (including screening and washing of stones aggregate)
3 | a) Nominal mix ratio 1:4:8 | 100 | 2087.7431
4 | b) Nominal mix ratio 1:2:4 | 100 | 1164.376
5 | Providing and fabrication of mild steel reinforcement for cement concrete, including cutting , bending, laying in position, making joints and fastening, including cost of binding wire and labour charges for binding of steel reinforcement (also includes removal of rust from bars).Deformed Bars (Grade 60) | 100 | 117054.4686
Providing and laying reinforced cement concrete (including prestressed concrete), using Sulphate resisting cement; coarse sand and screened graded and washed aggregate, in required shape and design, including forms, moulds, shuttering, lifting, compacting, curing, rendering and finishing exposed surface, complete 2) Plastering done under soffit of R.C.C. (but excluding the cost of steel reinforcement, its fabrication and placing in position etc.)
6 | a) Reinforced cement concrete in roof slab, beams, columns lintels, girders and other structural members laid in situ or precast laid in position, or prestressed members cast in situ, complete in all respects. Type B (nominal mix 1:1.5:3) | 1 | 16160.0506
7 | a) Reinforced cement concrete in roof slab, beams, columns lintels, girders and other structural members laid in situ or precast laid in position, or prestressed members cast in situ, complete in all respects. Type B (nominal mix 1:1.5:3) | 1 | 9852.0535
8 | Bitumen coating to plastered or cement concrete surface. 14 lbs per 100 Sft (6.35 Kg. per Sq.m) | 100 | 6041.913
9 | Single layer of tiles 9"x4½"x1½" (225x113x40 mm) laid over 4"(100 mm) earth and 1" (25 mm) mud plaster without Bhoosa, grouted with cement sand 1:3 on top of RCC roof slab, provided with 34 lbs. per %Sft. or 1.72 Kg/Sq.m bitumen coating sand blinded. | 100 | 1758.1539
10 | Providing and laying polythene sheet under floor or roof complete 500 gauge. | 1 | 1758.1539
11 | Providing, laying, cutting, jointing, testing and disinfecting PVC/ uPVC pipe line with `B' Class working pressure complete in all respects:- 4" i/d (100 mm) | 1 | 144
12 | Providing and installing P.V.C. bends, of B.S.S.b) 4" i/d (100 mm) | 1 | 12
13 | Making top khurra on roof 2' x 2' x 6". | 1 | 6
14 | Providing and fixing windows consisting of M.S. box section frame 2"x1½", (50x40mm) leaves frame 1½"x1" (40x25mm) box section frame for glazing 3/8"x3/8" (10x10mm) using 16 SWG sheet 'U' shaped rubber supported with 1"x1/8" (25x3mm) M.S. flat for fixing 3/16" (5 mm) thick glass panes M.S. box section ½"x½" (13x13mm) of 16 SWG for fixing 24 SWG wire gauze on outer side by means of ¾"x1/8" (20x3mm) M.S. flat and screws including grill of M.S. flat ½"x1/8" (13x3mm) or ¼"x¼" (6x6mm) square bar with independent frame of ½"x½" (13x13mm) box section of 16 SWG i/c all C.P. fitting and painting 3 coats complete in all respect. | 1 | 607.92
15 | Making and fixing steel grated door with 1/16" thick 1.5mm) sheeting, including angle iron frame 2"x2"x3/8" (50x50x10 mm) and ¾" (20 mm) square bars 4" (100 mm) | 1 | 196
16 | Distempering:- 2 coats | 100 | 5921.946
17 | Providing and applying weather shield paint of approved quality on external surface of building including preparation of surface, application of primer complete in all respect: | 100 | 5354.995
18 | Preparing surface and painting of doors and windows any type (including edges):- | 100 | 356
19 | Providing and fixing 1¼x1¼"x3/16" (31x31x5 mm) angle" iron step, in manhole chambers, including carriage and setting the same in work to correct lines and levels. | 1 | 99
21 | Providing and fixing trash rack as per drawing | 1 | 1368
22 | Providing and layingTuff Pavers, having 7000PSI ,crushing strength of approved manufa cturer, over2"to3" sand cushion i/c grouting withsand in joints i/c finishing to require slope . complete in all respect. (50% Grey / 50% Coloured) 60-mm thick | 1 | 2738.75
23 | Providing & laying graded bajri ½" to 2" gauge on level (including carriage). | 100 | 738.42
24 | 1½"(40 mm) thick mosaic flooring, consisting of ½ " mosaic topping of one part of cement and marble powder in the ratio of 3:1 and two parts of marble chips, laid over 1"(25 mm) thick floor of 1:2:4 cement concrete, including rubbing and polishing complete with finishing :-using grey cement | 100 | 1758.1539
25 | Mosaic dado or skirting with one part of cement and marble powder in the ratio of 3:1 and two parts of marble chips, laid over ½"(13 mm) thick cement plaster 1:3, including rubbing and polishing, complete with finishing:(a) using grey cement: i) 1/2"(13 mm) thick | 100 | 112.84
26 | Providing and fixing marble strip of any shade for dividing the mosaic flooring into panels(a) Size 1½" x 3/8" (40 x 10 mm) | 1 | 900.26
27 | Providing and embedding 10"(250mm) wide PVC water stopper in expansion joints of RCC structures (Retaining walls, water tanks, Slabs) complete in all respect. 10mm thick | 1 | 473.5
28 | Supply and erection of PVC pipe for wiring recessed in walls, including inspection boxes, pull boxes, hooks, cutting jharries and repairing surface, etc. complete with all specials.
| a) 20mm (3/4") i/d. | 1 | 500
| b) 25 mm (1") i/d | 1 | 300
29 | Supply and erection of single core PVC insulated copper conductor cables, in prepaid P.V.C. pile/M.S. conduit/G.I. pipe/wooden strip batten/wooden casing and caping/G.I. wire/trenches (rate for cables only) (a) 250/440 volts, P.V.C. insulated.
| a) 3/0.74mm (3/0.029"). | 1 | 1000
| b) 7/0.74mm (7/0.029"). | 1 | 500
30 | Supply and connection of M.S. sheet box of 16 SWG, 10 cm (4") deep with 4.75 mm thick (3/16") bakelite sheet top, for recessed wiring, including making holes for regulators switches, plugs etc.
| b) 17.5 x 10 cm (7" x 4"). | 1 | 10
31 | Supply and erection of switches 5 amp. Piano Type. | 1 | 50
32 | Supply and erection of backlite button holder shade, large size. | 1 | 15
33 | Supply and erection of ceiling rose, bakelite. | 1 | 15
34 | Suppling,Installation and comissioning of MCB (Miniature Circuit Breaker) of specified rating made of LEGRAND FRANCE/ GE U.S.A / SCHNEIDER GERMANY /SIEMEN GERMAN/TERASAKI JAPAN/ ABB SWITZERLAND in prelaid DBs and Panels i/c the cost of screwes,necessary wire completb) Double Pole(iii) 6-63 Amp (10 KA) | 1 | 1
35 | Suppling,Installation and comissioning of MCB (Miniature Circuit Breaker) of specified rating made of LEGRAND FRANCE/ GE U.S.A / SCHNEIDER GERMANY /SIEMEN GERMAN/TERASAKI JAPAN/ ABB SWITZERLAND in prelaid DBs and Panels i/c the cost of screwes,necessary wire complet Single Pole(iii) 6-63 Amp (10 KA) | 1 | 10
36 | Providing and fixing Pakistan Energy Label NEECA approved Copper winded wall bracket Fan i/c the cost of necessary cable and hardware for connection as approved and directed by Engineer Incharge.ii) 24" Sweep dia | 1 | 10
37 | Supply and erection of tube light, including rod, choke, starter with frame, flexible wire, including connection from ceiling rose, etc., complete ii)single rod (40 watts) with one choke and one starter. | 1 | 15
Stone Pitching Work
38 | Earthwork in excavation of drains in irrigation channels through excavater / draglines in all kind of soil and conditions | 1000 | 275894.18
39 | Providing and laying stone pitching/filling, dry hand packed, as filling behind retaining walls or in pitching and aprons as per drawing. (excuding carriage) | 100 | 10945.44
40 | Formation dressing and preparing subgrade, on slope | 100 | 6058.716
41 | Formation dressing and preparing subgrade, in bed. | 100 | 594.66
42 | Providing & laying graded bajri ⅛" to ½"gauge on slope (including carriage). | 100 | 2001.6443
43 | Providing & laying graded bajri ½" to 2" gauge on slope (including carriage). | 100 | 2001.6443
44 | Providing & laying graded bajri ⅛" to ½"gauge on level (including carriage). | 100 | 196.4178
45 | Providing & laying graded bajri ½" to 2" gauge on level (including carriage). | 100 | 196.4178
46 | Providing and laying stone pitching for top layer only on slope (excuding carriage) | 100 | 6058.72
47 | Providing and laying stone pitching for top layer only on level (excuding carriage) | 100 | 594.66
48 | Carriage of 100 Cft of all material like stone aggregate, spawl, kankar, lime (unsoaked) surkhi etc by truck or by any other means owned by the contractor, lead 275Km.(From Sakhi Sarwar) | 100 | 47639.4517
Total Cost
vii. Tube Well room
1 | Excavation in foundation of building, bridges, and other structures, including dag belling, dressing refilling around structure with excavated earth, watering and ramming lead upto one chain (30m)and lift upto 5' (1.5 m) (b) in ordinary soil.1)By Manual | 1000 | 2724.4595
2 | Spraying termite proofing by using liquid FMC / Biflex/ Terminex Exin/Ms Hextaror equivalent@specified suspension concenterate (SC), MixingAbility-HEXTAR with Ratio (1:250)= 540 Sft or equivalent approved liquid applying with shower and certificate will be provided by the contractor for10-years complete in all respect.as approved by the Engineer Incharge. | 1 | 2542.5
3 | Cement concrete plain including, placing, compacting, finishing and curing complete (including screening and washing of stones aggregate)
| a) Nominal mix ratio 1:4:8 | 100 | 528.0622
4 | Pacca brick work in foundation and plinth in cement sand mortar ratio 1:6. | 100 | 1575.2
5 | Providing and laying damp proof course of cement 1:2:4 (using cement, sand and shingle), including bitumen coating with one coat of bitumen and one coat polythenesheet 500 gauge 1½" thick (40 mm). | 100 | 322.5
6 | Providing and laying vertical damp proof course with cement sand plaster and bitumen coating with one coat of bitumen and one coat of polythene sheet 500 gauge-Ratio 1:3 a) ½ " thick (13 mm) | 100 | 600
7 | Filling watering ramming earth under floors with surplus earth from foundation etc. | 1000 | 750
8 | Pacca brick work in ground floor. Cement sand mortar Ratio 1:4. | 100 | 1454.5
9 | Providing and laying reinforced cement concrete (including prestressed concrete), using Sulphate resisting cement; coarse sand and screened graded and washed aggregate, in required shape and design, including forms, moulds, shuttering, lifting, compacting, curing, rendering and finishing exposed surface, complete 2) Plastering done under soffit of R.C.C. (but excluding the cost of steel reinforcement, its fabrication and placing in position etc.)
| a) Reinforced cement concrete in roof slab, beams, columns lintels, girders and other structural members laid in situ or precast laid in position, or prestressed members cast in situ, complete in all respects.Type B (nominal mix 1:2:4) | 1 | 770.829
10 | b) Reinforcement cement concrete in slab of rafts/strip foundation, base slab of column and retaining walls, etc and other structural members not requiring form work(i.e horizontal shuttering) complete in all respect: Type B (Nominal Mix 1:2:4) | 1 | 92.0391
11 | Providing and Fabrication of mild steel reinforcement for cement concrete, including cutting, bending, laying in position, 13 making joints and fastenings, including cost of binding wire and labour charges for binding of steel reinforcement (also includes removal of rust from bars):- Deformed bars (Grade-60). | 100 | 5177.2084
12 | Providing and fixing windows consisting of M.S box section frame 2" x 1½" ( 50 x 40mm) Leaves frame 1½" x 1" (40 x 25 mm) box section frame for glazing 3/8" x 3/8" (10 x 10 mm) using 16 SWG sheet 'U' shaped rubber supported with 1" x 1/8" (25 x 3 mm) M.S. flat for fixing 3/16" (5 mm) thick glass panes M.S. box section 1/2" x 1/2" (13 x 13 mm) of 16 SWG for fixing 24 SWG wire gauge on outer side by means of 3/4" x 1/8" (20 x 3 mm) M.S. flat and screws including grill of M.S. flat 1/2" x 1/8" (13 x 3 mm) or 1/4" x 1/4" (6 x 6 mm) square bar with independent frame of 1/2" x 1/2" (13 x 13 mm) box section of 16 SWG i/c all C.P fitting and painting 3 coats complete in all respect. | 1 | 160
13 | Providing and fixing mild steel chowkat of doors windows C. windows etc. including holdfast making and threading 18 holes for hinges etc. complete 1½" x 1½" x 1/4" (40 x 40 x 6 mm) welded with M.S. flat 2" x 1/4" (50 m M.S. angle iron). | 1 | 200
14 | Making and fixing steel grated door with 1/16" thick sheeting, including angle iron frame 2" x 2" x 3/8"and 3/4" square bars 4" centre to centre. with locking arrangement (Two No.). | 1 | 245
15 | Providing and laying single layer of tile 9" x 4½" x 1½" laid over 4" earth and 1" thick mud plaster without bhoosa, grouted with cement mud (1:3) on top of R.C.C. roof, slab, provided with 34 lbs. per % Sft. Or 1.72 Kg./Sq.m. bitumen coating sand blinded. | 100 | 477.8125
16 | Providing and laying polythene sheet under floor or roof complete 500 gauge. | 1 | 497.8125
17 | Supplying and filling sand under floor or plugging in wells. | 100 | 204.6875
18 | Providing and laying watering and ramming brick ballast 1½" to 2" (40 mm to 50 mm) mixed with 25% sand for floor foundation complete in all respect. | 100 | 244.6875
19 | Cement concrete plain including, placing, compacting, finishing and curing complete (including screening and washing of stones aggregate)
| b) Nominal mix ratio 1:2:4 | 100 | 229.3
20 | Cement plaster 1:4 upto 20' (6.00 m) height 1/2" (13 mm) thick. | 100 | 2841.525
21 | Cement plaster 3/8" (10 mm thick under soffit of R.C.C. roof slabs only, upto 20' height (Ratio 1:3). | 100 | 572.6
22 | Cement pointing struck joints on wall upto 20' (6m) height (a) Ratio 1:2 including extra cost of labour and material for red oxide pigment in cement pointing to match with the colour of bricks. | 100 | 2449.375
23 | Providing, laying, cutting, jointing, testing and disinfecting PVC/ uPVC pipe line with `B' Class working pressure complete in all respects:- 4" i/d (100 mm) | 1 | 65
24 | Providing and installing P.V.C. bends, of B.S.S.b) 4" i/d (100 mm) | 1 | 10
25 | Making top khurra on roof 2' x 2' x 6". | 1 | 5
26 | Distempering:- 3 coat | 100 | 2551.35
27 | Providing and applying weather shield paint of approved quality on external surface of building including preparation of surface, application of primer complete in all respect: | 100 | 862.775
28 | Preparing surface and painting of doors and windows any type (including edges):- | 100 | 445
29 | Fabrication of heavy steel work, with angle, tees, flat iron round iron and sheet iron for making trusses, girders, tanks, etc., including cutting, drilling, revitting, handling, assembling and fixing, but excluding erection in position. | 100 | 1674.7936
30 | Supply and erection of PVC pipe for wiring recessed in walls, including inspection boxes, pull boxes, hooks, cutting jharries and repairing surface, etc. complete with all specials. |  | 0
| a) 20mm (3/4") i/d. | 1 | 300
| b) 25 mm (1") i/d | 1 | 150
| c) 50 mm (2") i/d | 1 | 75
31 | Supply and erection of single core PVC insulated copper conductor cables, in prepaid P.V.C. pile/M.S. conduit/G.I. pipe/wooden strip batten/wooden casing and caping/G.I. wire/trenches (rate for cables only) (a) 250/440 volts, P.V.C. insulated.
| a) 3/0.74mm (3/0.029"). | 1 | 900
| b) 7/0.74mm (7/0.029"). | 1 | 300
32 | Supply and erection of copper conductor cable for service connection in prepaid pipe/G.I. wire/trenches, etc. (rate for cable only) (a) PVC insulated, PVC sheathed, twin core, 250/440 volts 7/0.44" (7/1.12mm). | 1 | 200
33 | Supply and connection of M.S. sheet box of 16 SWG, 10 cm (4") deep with 4.75 mm thick (3/16") bakelite sheet top, for recessed wiring, including making holes for regulators switches, plugs etc.
| a) 10 x 10 cm (4" x 4"). | 1 | 5
| b) 17.5 x 10 cm (7" x 4"). | 1 | 5
| c) 22.5 x 10 cm (9" x 4"). | 1 | 5
34 | Supply and erection of switches 5 amp. Piano Type. | 1 | 100
35 | Supply and erection of ceiling rose, bakelite. | 1 | 20
36 | Supply and erection of wall socket with 3 pin 5 amp shoe. | 1 | 10
37 | Supply and erection of 3 pin switch and plug combined recessed type (ii) 10/15 amp. | 1 | 5
38 | P/F wall mounted DB (Distribution Board) made with 16SWG Sheet (Recessded/Surface mounted Type), Powder coated Paint, i/c the cost of Lock, Indication lights,Thimble, Copper Comb, Wiring, Netural & Earth Bar, Door Earthing, Digital Voltmeter,Digital Ammeter,Volt Selector Switch,Ammeter selector switch,Current Transformers and Controles Complete in all respect as approved and directed by the Engineer Incharge (Breakers will be Paid Separately)(a) 6" deep (i) 20~60A | 1 | 5
39 | Suppling,Installation and comissioning of MCB (Miniature Circuit Breaker) of specified rating made of LEGRAND FRANCE/ GE U.S.A / SCHNEIDER GERMANY /SIEMEN GERMAN/TERASAKI JAPAN/ ABB SWITZERLAND in prelaid DBs and Panels i/c the cost of screwes,necessary wire complet Single Pole(iii) 6-63 Amp (10 KA) | 1 | 30
40 | Supplying, Installation and commissioning of MCCB (Moulded Case Circuit Breaker)of specified rating made of LEGRAND FRANCE /GEU.S.A/ SCHNEIDER GERMANY/ TERASAKI JAPAN/ SIEMEN/ ABBSWITZERLAND or approved equivalent manufacturer (withfixedThermal-MagneticTrip)in prelaid DB sand Panels i/c the cost of screws, necessary wire complete in all respect as approved and directed by the EngineerIncharge. a) Triple Pole (ii) 15-100 Amp (10 KA,15KA) | 1 | 10
41 | Supplying, Installation and commissioning of MCCB (Moulded Case Circuit Breaker)of specified rating made of LEGRAND FRANCE /GEU.S.A/ SCHNEIDER GERMANY/ TERASAKI JAPAN/ SIEMEN/ ABBS WITZERLAND or approved equivalent manufacturer (withfixedThermal-MagneticTrip)in prelaid DB sand Panels i/c the cost of screws, necessary wire complete in all respect as approved and directed by the EngineerIncharge. a) Triple Pole With Adjustable Thermal-Magnetic Trip /Electronic Trip (60-100%) (i) 25-100 Amp | 1 | 5
42 | Supply and erection of tube light, including rod, choke, starter with frame, flexible wire, including connection from ceiling rose, etc., complete ii)single rod (40 watts) with one choke and one starter. | 1 | 15
43 | Supply and erection of bakelite button holder shade, large size | 1 | 15
44 | Carriage of 100 Cf t. (2.83 cu.m) of all materials like stone aggregate, spawl, kankar lime (unslaked), surkhi , etc. or 150 Cf t. (4.25 cu.m) timber, by truck or by any othermeans owned by the contractor from Sakhi Sarwar Quarry to site 275 Km including first 11KM hilly area.
i | PCC 1:4:8 | 100 | 506.9397
ii | PCC 1:2:4 | 100 | 201.784
iii | RCC 1.2.4 | 100 | 759.3239
iv | DPC 1.2.4 | 100 | 35.475
Total Cost:
6. Khanpur Drain (RD 0+000 to 84+000)
i. Earthwork
1 | Earth Work in excavation of drains, irrigation channels through excavator/ drag lines in all kind of soil and conditions (dry, wet slush, daldal and under water ) including its disposal and preperation of working pad for operation of machinary. (rates includes 100ft lead) | 1000 | 10154747.5
2 | Dressing and levelling of earthwork to designed section etc complete in ii) ordinary or hard soil soil | 1000 | 4167935
3 | Transportation of earth all types when the total distance, including the lead covered in the item of work , is more than 1000 ft.
| a) 500 ft | 1000 | 100405
| b) 750 ft | 1000 | 9912.5
| c) 1000 ft | 1000 | 24562.5
| d) 1250 ft | 1000 | 33180
| e) 1500 ft | 1000 | 79555
| f) 2500 ft | 1000 | 53390
| g) 3750 ft | 1000 | 187560
4 | Making boundary or service roads, including dag-belling, leveling and dressing:ii) in ploughed land: a) from 10.0 ft. to 20.0 ft. (3 to 6 m) wide | 1 | 45
5 | Jungle clearance and removing within 100 ft. light | 1000 | 1680000
ii. Data Board:
1 | Excavation in foundation of building bridges and other structures including dagbelling, dressing, refilling around structure with excavated earth, watering and ramming lead upto one chain and lift upto 5 ft. in ordinary soil | 1000 | 98
2 | Cement concrete plain including, placing, compacting, finishing and curing complete (including screening and washing of stones aggregate)
| a) Nominal mix ratio 1:4:8 | 100 | 24.5
3 | Pacca brick work in foundation and plinth in cement sand mortar ratio 1:6. | 100 | 97.5
4 | Providing and laying damp proof course of cement 1:2:4 (using cement, sand and shingle), including bitumen coating with with 2 coats of bitumen: 1½" thick (40 mm). | 100 | 39
5 | Pacca brick work other than building upto 10 ft. height in cement sand mortor ratio 1:3 | 100 | 81.7031
6 | Cement plaster 1:4 upto 20 ft. height, 3/8" thick | 100 | 230.65
7 | Providing and applying weather shield paint of approved quality on external surface of building including preparation of surface, application of primer complete in all respect white. | 100 | 230.65
8 | Writing letter or figures per letter per inch height | 1 | 500
9 | Carriage of 100 Cf t. (2.83 cu.m) of all materials like stone aggregate, spawl, kankar lime (unslaked), surkhi , etc. or 150 Cf t. (4.25 cu.m) timber, by truck or by any othermeans owned by the contractor from Sakhi Sarwar Quarry to site 275 Km including first 11KM hilly area.
| DPC | 100 | 4.29
iii. RD Marks:
1 | Precast reinfoced cement concrete type "C" 1:2:4. | 1 | 146.2
2 | Fabrication of mild steel reinforcement for cement concrete including cutting bending laying in position etc. complete in all respect. (deformed bars) Grade 40 | 100 | 334.05
3 | Carriage of consignment job upto 5 KMs Average | 1 | 85
4 | Placing boundary pillars in position, including digging pits. | 1 | 85
5 | Preparing surface and painting with emulation paint 3 coat. | 100 | 297.5
6 | Writing letter or firgures per letter per inch height (three figure each side). | 1 | 850
7 | Carriage of 100 Cf t. (2.83 cu.m) of all materials like stone aggregate, spawl, kankar lime (unslaked), surkhi , etc. or 150 Cf t. (4.25 cu.m) timber, by truck or by any othermeans owned by the contractor from Sakhi Sarwar Quarry to site 275 Km including first 11KM hilly area.
ii | PCC 1:2:4 | 100 | 128.656
Total Cost :
iv. VRB Repair
1 | Cement concrete plain including placing, compacting, finishing and curing complete (including screening and washing of stone aggregate): Ratio 1:2:4 | 100 | 976.25
2 | Cement plaster 1:3 upto 20' (6.00 m) height 1/2" (13 mm) thick. | 100 | 4140
Total Cost :
7. D-1 Drain (RD 0+000 to 38+250)
i. Earthwork
1 | Earth Work in excavation of drains, irrigation channels through excavator/ drag lines in all kind of soil and conditions (dry, wet slush, daldal and under water ) including its disposal and preperation of working pad for operation of machinary. (rates includes 100ft lead) | 1000 | 19380715.75
2 | Transportation of earth all types when the total distance, including the lead covered in the item of work.
| b) Lead 500 feet | 1000 | 10945.75
3 | Dressing and levelling of earthwork to designed section etc complete in ii) ordinary or hard soil soil | 1000 | 5396103.75
4 | Providing and erection at site of work:- iii) R.C.C. boundary pillar. (Complete in all respect including transportation, Cement concrete foundation, fixing, painting and lettering etc) | 1 | 390
ii. Data Board
1 | Excavation in foundation of building bridges and other structures including dagbelling, dressing, refilling around structure with excavated earth, watering and ramming lead upto one chain and lift upto 5 ft. in ordinary soil | 1000 | 98
2 | Cement concrete plain including, placing, compacting, finishing and curing complete (including screening and washing of stones aggregate)
| a) Nominal mix ratio 1:4:8 | 100 | 24.5
3 | Pacca brick work in foundation and plinth in cement sand mortar ratio 1:6. | 100 | 97.5
4 | Providing and laying damp proof course of cement 1:2:4 (using cement, sand and shingle), including bitumen coating with with 2 coats of bitumen: 1½" thick (40 mm). | 100 | 39
5 | Pacca brick work other than building upto 10 ft. height in cement sand mortor ratio 1:3 | 100 | 81.7031
6 | Cement plaster 1:4 upto 20 ft. height, 3/8" thick | 100 | 230.65
7 | Providing and applying weather shield paint of approved quality on external surface of building including preparation of surface, application of primer complete in all respect white. | 100 | 230.65
8 | Writing letter or figures per letter per inch height | 1 | 500
9 | Carriage of 100 Cf t. (2.83 cu.m) of all materials like stone aggregate, spawl, kankar lime (unslaked), surkhi , etc. or 150 Cf t. (4.25 cu.m) timber, by truck or by any othermeans owned by the contractor from Sakhi Sarwar Quarry to site 275 Km including first 11KM hilly area.
| DPC | 100 | 4.29
iii. RD Marks:
1 | Precast reinfoced cement concrete type "C" 1:2:4. | 1 | 67.08
2 | Fabrication of mild steel reinforcement for cement concrete including cutting bending laying in position etc. complete in all respect. (deformed bars) Grade 40 | 100 | 153.27
3 | Carriage of consignment job upto 5 KMs Average | 1 | 39
4 | Placing boundary pillars in position, including digging pits. | 1 | 39
5 | Preparing surface and painting with emulation paint 3 coat. | 100 | 136.5
6 | Writing letter or firgures per letter per inch height (three figure each side). | 1 | 390
7 | Carriage of 100 Cf t. (2.83 cu.m) of all materials like stone aggregate, spawl, kankar lime (unslaked), surkhi , etc. or 150 Cf t. (4.25 cu.m) timber, by truck or by any othermeans owned by the contractor from Sakhi Sarwar Quarry to site 275 Km including first 11KM hilly area.
ii | PCC 1:2:4 | 100 | 59.0304
Total Cost :
iv. Water Course
1 | Excavation in foundation of building, bridges and other structures, including dagbelling, dressing, refilling around structure with excavated earth, watering and ramming lead up to one chain and lift upto 5 ft. In ordinary soil (above 5 ft depth) | 1000 | 17227.9705
2 | Extra for slush or Daldal including dewatering. | 1000 | 17227.9705
3 | Cement concrete plain including, placing, compacting, finishing and curing complete (including screening and washing of stones aggregate)
| a) Nominal mix ratio 1:4:8 | 100 | 1464.4275
| b) Nominal mix ratio 1:2:4 | 100 | 187
4 | Providing and fabrication of mild steel reinforcement for cement concrete, including cutting , bending, laying in position, making joints and fastening, including cost of binding wire and labour charges for binding of steel reinforcement(also includes removal of rust from bars). Deformed Bars (Grade 60) | 100 | 44509.4031
5 | Providing and laying reinforced cement concrete (including prestressed concrete), using Sulphate resisting cement; coarse sand and screened graded and washed aggregate, in required shape and design, including forms, moulds, shuttering, lifting, compacting, curing, rendering and finishing exposed surface, complete 2) Plastering done under soffit of R.C.C. (but excluding the cost of steel reinforcement, its fabrication and placing in position etc.)
| a) Reinforced cement concrete in roof slab, beams, columns lintels, girders and other structural members laid in situ or precast laid in position, or prestressed members cast in situ, complete in all respects. Type B (nominal mix 1:1.5:3) | 1 | 10355.4102
| b) Reinforcement cement concrete in slab of rafts/strip foundation, base slab of column and retaining walls, etc and other structural members not requiring form work(i.e horizontal shuttering) complete in all respect: Type B (Nominal Mix 1:1.5:3 ) | 1 | 4481.0575
6 | Bitumen coating to plastered or cement concrete surface. 14 lbs per 100 Sft (6.35 Kg. per Sq.m) | 100 | 6197.877
7 | Pacca brick work other than buildings upto 10 feet height. Cement sand mortar ratio 1:4 | 100 | 440
8 | Providing and embedding 10"(250mm) wide PVC water stopper in expansion joints of RCC structures (Retaining walls, water tanks, Slabs) complete in all respect. 10mm thick | 1 | 1425.38
9 | Providing and placing poly sulphide joint sealent 1" wide and 1" deep. | 1 | 450
10 | Rehandling of earthwork:Upto a lead of 50 ft. (15 m). | 1000 | 22000
11 | Carriage of 100 Cf t. (2.83 cu.m) of all materials like stone aggregate, spawl, kankar lime (unslaked), surkhi , etc. or 150 Cf t. (4.25 cu.m) timber, by truck or by any othermeans owned by the contractor from Sakhi Sarwar Quarry to site 275 Km including first 11KM hilly area.
i | PCC 1:4:8 | 100 | 1405.8504
ii | PCC 1:2:4 | 100 | 164.56
iii | RCC 1.1.5.3 | 100 | 12462.6329
Total Cost:
v. Culverts
1 | Excavation in foundation of building, bridges and other structures, including dagbelling, dressing, refilling around structure with excavated earth, watering and ramming lead up to one chain and lift upto 5 ft. In ordinary soil (above 5 ft depth) | 1000 | 91276.02
2 | Cement concrete plain including, placing, compacting, finishing and curing complete (including screening and washing of stones aggregate)
| a) Nominal mix ratio 1:4:8 | 100 | 1441.5
3 | Providing and fabrication of mild steel reinforcement for cement concrete, including cutting , bending, laying in position, making joints and fastening, including cost of binding wire and labour charges for binding of steel reinforcement(also includes removal of rust from bars). Deformed Bars (Grade 60) | 100 | 71071.98
4 | Providing and laying reinforced cement concrete (including prestressed concrete), using Sulphate resisting cement; coarse sand and screened graded and washed aggregate, in required shape and design, including forms, moulds, shuttering, lifting, compacting, curing, rendering and finishing exposed surface, complete 2) Plastering done under soffit of R.C.C. (but excluding the cost of steel reinforcement, its fabrication and placing in position etc.)
a) | a) Reinforced cement concrete in roof slab, beams, columns lintels, girders and other structural members laid in situ or precast laid in position, or prestressed members cast in situ, complete in all respects. Type B (nominal mix 1:1.5:3) | 1 | 17924.66
b) | b) Reinforcement cement concrete in slab of rafts/strip foundation, base slab of column and retaining walls, etc and other structural members not requiring form work(i.e horizontal shuttering) complete in all respect: Type B (Nominal Mix 1:1.5:3 ) | 1 | 5766
5 | Bitumen coating to plastered or cement concrete surface. 14 lbs per 100 Sft (6.35 Kg. per Sq.m) | 100 | 16855.64
6 | Supply and erection PVC pipe for recessed wiring (main and sub-main) purpose, including bends, specials, etc. in floor, wall or trenches:- 80mm dia (3 inch) | 1 | 60
7 | Providing and laying sub-base course of stone productof approved quality and grade, including placing, mixing, spreading and compaction of sub-base material torequired depth, camber, grade to achieve 100% maximum modified AASHO dry density, including carriage of all material to site of work except gravel and. aggregate. Crushed stone aggregate. | 100 | 480
8 | Providing and laying base course of crushed stone aggregate of approved quality and grade, and supply and spreading of stone screening, including placing, mixing,spreading and compaction of base course material to required depth, camber and grade to achieve 100% maximum modified AASHO dry density, including carriage of all materials to site of work except gravel and. aggregate. | 100 | 480
9 | Providing and laying road edging of 3" (75 mm) wide and | 1 | 160
10 | Providing surface treatment of roads,including supply of bitumen and bajri/crushed stone aggregate of approved quality,including cleaning of road surface,heating,spraying bitumen,spreading bajri and rollingetc.complete including carriageof all material stosite of work excep tbajjri/crushed stone aggregate for which supplywithin 3miles(5.0km)isincluded in the rate.
a | 1st coat 35 lbs. bitumen, and 4 Cft. bajri of nominal size 1" (25 mm) per 100 sq. feet or 1.72 Kg bitumen and 0.017 cu.metre bajri per square metre.. | 100 | 960
b | 2nd coat 18 lbs. bitumen, and 2 Cft. bajri of nominal size ½" (13 mm) per %sft or 1.23 Kg bitumen and 0.008 cu. metre bajri per sq.metre. | 100 | 960
c | 3rd coat 14 lbs. bitumen, and 1.5 Cft. bajri of nominal size ¼" (6 mm) per %sft or 0.69 Kg bitumen and 0.005 cubic metre bajjri per sq.metre. | 100 | 960
11 | Dismantling and removing road pavement, etc.,including screening and stacking of byproducts upto one chain lead (30 metre). | 100 | 960
12 | Barrow pit excavation undressed lead up to 100 ft in ordinary soil. | 1000 | 9600
13 | Rehandling of earthwork:Upto a lead of 50 ft. (15 m). | 1000 | 54240
14 | Carriage of 100 Cf t. (2.83 cu.m) of all materials like stone aggregate, spawl, kankar lime (unslaked), surkhi , etc. or 150 Cf t. (4.25 cu.m) timber, by truck or by any othermeans owned by the contractor from Sakhi Sarwar Quarry to site 275 Km including first 11KM hilly area.
i | PCC 1:4:8 | 100 | 1383.84
ii | RCC 1:1.5:3 | 100 | 19900.1544
iii | Base | 100 | 585.6
iii | T.S.T | 100 | 72
Total Cost
vii. Pump House No: 4 (D-1 Drain at RD 0+100)
1 | Excavation in foundation of building, bridges and other structures, including dagbelling, dressing, refilling around structure with excavated earth, watering and ramming lead up to one chain and lift upto 5 ft. In ordinary soil (above 5 ft depth) | 1000 | 44596.7658
2 | Extra for slush or Daldal including dewatering. | 1000 | 44596.7658
Cement concrete plain including, placing, compacting, finishing and curing complete (including screening and washing of stones aggregate)
3 | a) Nominal mix ratio 1:4:8 | 100 | 971.791
4 | b) Nominal mix ratio 1:2:4 | 100 | 501.676
5 | Providing and fabrication of mild steel reinforcement for cement concrete, including cutting , bending, laying in position, making joints and fastening, including cost of binding wire and labour charges for binding of steel reinforcement (also includes removal of rust from bars).Deformed Bars (Grade 60) | 100 | 63787.4339
Providing and laying reinforced cement concrete (including prestressed concrete), using Sulphate resisting cement; coarse sand and screened graded and washed aggregate, in required shape and design, including forms, moulds, shuttering, lifting, compacting, curing, rendering and finishing exposed surface, complete 2) Plastering done under soffit of R.C.C. (but excluding the cost of steel reinforcement, its fabrication and placing in position etc.)
6 | a) Reinforced cement concrete in roof slab, beams, columns lintels, girders and other structural members laid in situ or precast laid in position, or prestressed members cast in situ, complete in all respects. Type B (nominal mix 1:1.5:3) | 1 | 9101.68
7 | b) Reinforcement cement concrete in slab of rafts/strip foundation, base slab of column and retaining walls, etc and other structural members not requiring form work(i.e horizontal shuttering) complete in all respect Type B (Nominal Mix 1:1.5:3) | 1 | 5073.3053
8 | Bitumen coating to plastered or cement concrete surface. 14 lbs per 100 Sft (6.35 Kg. per Sq.m) | 100 | 5294.2214
9 | Single layer of tiles 9"x4½"x1½" (225x113x40 mm) laid over 4"(100 mm) earth and 1" (25 mm) mud plaster without Bhoosa, grouted with cement sand 1:3 on top of RCC roof slab, provided with 34 lbs. per %Sft. or 1.72 Kg/Sq.m bitumen coating sand blinded. | 100 | 997.5381
10 | Providing and laying polythene sheet under floor or roof complete 500 gauge. | 1 | 997.5381
11 | Providing, laying, cutting, jointing, testing and disinfecting PVC/ uPVC pipe line with `B' Class working pressure complete in all respects:- 4" i/d (100 mm) | 1 | 111
12 | Providing and installing P.V.C. bends, of B.S.S.b) 4" i/d (100 mm) | 1 | 6
13 | Making top khurra on roof 2' x 2' x 6". | 1 | 6
14 | Providing and fixing windows consisting of M.S. box section frame 2"x1½", (50x40mm) leaves frame 1½"x1" (40x25mm) box section frame for glazing 3/8"x3/8" (10x10mm) using 16 SWG sheet 'U' shaped rubber supported with 1"x1/8" (25x3mm) M.S. flat for fixing 3/16" (5 mm) thick glass panes M.S. box section ½"x½" (13x13mm) of 16 SWG for fixing 24 SWG wire gauze on outer side by means of ¾"x1/8" (20x3mm) M.S. flat and screws including grill of M.S. flat ½"x1/8" (13x3mm) or ¼"x¼" (6x6mm) square bar with independent frame of ½"x½" (13x13mm) box section of 16 SWG i/c all C.P. fitting and painting 3 coats complete in all respect. | 1 | 367.92
15 | Making and fixing steel grated door with 1/16" thick 1.5mm) sheeting, including angle iron frame 2"x2"x3/8" (50x50x10 mm) and ¾" (20 mm) square bars 4" (100 mm) | 1 | 176
16 | Distempering:- 2 coats | 100 | 3581.604
17 | Providing and applying weather shield paint of approved quality on external surface of building including preparation of surface, application of primer complete in all respect: | 100 | 3896.508
18 | Preparing surface and painting of doors and windows any type (including edges):- | 100 | 336
19 | Providing and fixing 1¼x1¼"x3/16" (31x31x5 mm) angle" iron step, in manhole chambers, including carriage and setting the same in work to correct lines and levels. | 1 | 64
20 | Providing/fixing stair railing consisting of M.S. Box section size 1-1/2"x3" of 16 SWG welded with M.S. flat 1"x1/8" continuously and welded over M.S. square bars 5/8"x5/8"punched in M.S. flat 2 ¾' high @ 5½" c/c fixed in steps of stair I/C painting 3 coats complete. | 1 | 71.86
21 | Providing and fixing trash rack as per drawing | 1 | 368
22 | Providing and layingTuff Pavers, having 7000PSI ,crushing strength of approved manufa cturer, over2"to3" sand cushion i/c grouting withsand in joints i/c finishing to require slope . complete in all respect. (50% Grey / 50% Coloured) 60-mm thick | 1 | 1682.7508
23 | Providing & laying graded bajri ½" to 2" gauge on level (including carriage). | 100 | 418.97
24 | 1½"(40 mm) thick mosaic flooring, consisting of ½ " mosaic topping of one part of cement and marble powder in the ratio of 3:1 and two parts of marble chips, laid over 1"(25 mm) thick floor of 1:2:4 cement concrete, including rubbing and polishing complete with finishing :-using grey cement | 100 | 997.5381
25 | Mosaic dado or skirting with one part of cement and marble powder in the ratio of 3:1 and two parts of marble chips, laid over ½"(13 mm) thick cement plaster 1:3, including rubbing and polishing, complete with finishing:(a) using grey cement: i) 1/2"(13 mm) thick | 100 | 72.1
26 | Providing and fixing marble strip of any shade for dividing the mosaic flooring into panels(a) Size 1½" x 3/8" (40 x 10 mm) | 1 | 519.15
27 | Providing and embedding 10"(250mm) wide PVC water stopper in expansion joints of RCC structures (Retaining walls, water tanks, Slabs) complete in all respect. 10mm thick | 1 | 236.66
28 | Supply and erection of PVC pipe for wiring recessed in walls, including inspection boxes, pull boxes, hooks, cutting jharries and repairing surface, etc. complete with all specials.
| a) 20mm (3/4") i/d. | 1 | 150
| b) 25 mm (1") i/d | 1 | 150
29 | Supply and erection of single core PVC insulated copper conductor cables, in prepaid P.V.C. pile/M.S. conduit/G.I. pipe/wooden strip batten/wooden casing and caping/G.I. wire/trenches (rate for cables only) (a) 250/440 volts, P.V.C. insulated.
| a) 3/0.74mm (3/0.029"). | 1 | 500
| b) 7/0.74mm (7/0.029"). | 1 | 300
30 | Supply and connection of M.S. sheet box of 16 SWG, 10 cm (4") deep with 4.75 mm thick (3/16") bakelite sheet top, for recessed wiring, including making holes for regulators switches, plugs etc.
| b) 17.5 x 10 cm (7" x 4"). | 1 | 5
31 | Supply and erection of switches 5 amp. Piano Type. | 1 | 35
32 | Supply and erection of backlite button holder shade, large size. | 1 | 10
33 | Supply and erection of ceiling rose, bakelite. | 1 | 10
34 | Suppling,Installation and comissioning of MCB (Miniature Circuit Breaker) of specified rating made of LEGRAND FRANCE/ GE U.S.A / SCHNEIDER GERMANY /SIEMEN GERMAN/TERASAKI JAPAN/ ABB SWITZERLAND in prelaid DBs and Panels i/c the cost of screwes,necessary wire completb) Double Pole(iii) 6-63 Amp (10 KA) | 1 | 1
35 | Suppling,Installation and comissioning of MCB (Miniature Circuit Breaker) of specified rating made of LEGRAND FRANCE/ GE U.S.A / SCHNEIDER GERMANY /SIEMEN GERMAN/TERASAKI JAPAN/ ABB SWITZERLAND in prelaid DBs and Panels i/c the cost of screwes,necessary wire complet Single Pole(iii) 6-63 Amp (10 KA) | 1 | 5
36 | Providing and fixing Pakistan Energy Label NEECA approved Copper winded wall bracket Fan i/c the cost of necessary cable and hardware for connection as approved and directed by Engineer Incharge.ii) 24" Sweep dia | 1 | 6
37 | Supply and erection of tube light, including rod, choke, starter with frame, flexible wire, including connection from ceiling rose, etc., complete ii)single rod (40 watts) with one choke and one starter. | 1 | 10
Lining Portion
38 | Barrow pit excavation undressed lead up to 100 ft in ordinary soil. | 1000 | 34138.375
39 | Compaction of earth work with power Road Roller, i.c ploughing mixing, moistening earth to optimum moisture content in layer etc; complete 90 % maximum modified AASHO dry denisty | 1000 | 34138.375
40 | Earthwork excavation in irrigation channels, drains, etc. to designed section, grades and profiles, excavated material disposed off undressed within 50 ft. (15 m) lead:- ordinary Soil | 1000 | 5910.3
Cement plaster 1.5" (40 mm) thick ratio 1:6:-
41 | a) In bed | 100 | 1100
42 | b) On slope | 100 | 1540
Cement concrete lining, using washed screened and graded stone aggregate:-
43 | a) In bed, ratio 1:2:4 | 100 | 376.75
44 | b) On slope, ratio 1:2:4 | 100 | 527.45
45 | Providing and placing cement, sand and bituminous joint sealant in ratio 1:2:3, 1/2" wide, 1" deep. | 1 | 264
46 | Bitumen coating to plastered or cement concrete surface:- 10 lbs. per 100 Sft. | 100 | 132
Stone Pitching Work
47 | Earthwork in excavation of drains in irrigation channels through excavater / draglines in all kind of soil and conditions | 1000 | 10137.19
48 | Providing and laying stone pitching/filling, dry hand packed, as filling behind retaining walls or in pitching and aprons as per drawing. (excuding carriage) | 100 | 10137.19
49 | Formation dressing and preparing subgrade, on slope | 100 | 3737.0542
50 | Formation dressing and preparing subgrade, in bed. | 100 | 631.16
51 | Providing & laying graded bajri ⅛" to ½"gauge on slope (including carriage). | 100 | 1233.6
52 | Providing & laying graded bajri ½" to 2" gauge on slope (including carriage). | 100 | 1233.6
53 | Providing & laying graded bajri ⅛" to ½"gauge on level (including carriage). | 100 | 208.28
54 | Providing & laying graded bajri ½" to 2" gauge on level (including carriage). | 100 | 208.28
55 | Providing and laying stone pitching for top layer only on slope (excuding carriage) | 100 | 3738.19
56 | Providing and laying stone pitching for top layer only on level (excuding carriage) | 100 | 631.16
57 | Carriage of 100 Cft of all material like stone aggregate, spawl, kankar, lime (unsoaked) surkhi etc by truck or by any other means owned by the contractor, lead 275Km.(From Sakhi Sarwar) | 100 | 33005.5044
Total Cost
viii. Inlets
1 | Excavation in foundation of building, bridges, and other structures, including dag belling, dressing refilling around structure with excavated earth, watering and ramming lead upto one chain (30m)and lift upto 5' (1.5 m) (b) in ordinary soil.By Manual | 1000 | 14140.7599
2 | Cement concrete plain including, placing, compacting, finishing and curing complete (including screening and washing of stones aggregate)
| a) Nominal mix ratio 1:4:8 | 100 | 1744.5219
| b) Nominal mix ratio 1:2:4 | 100 | 180.3656
3 | Pacca brick work other than buildings upto 10 feet height. Cement sand mortar ratio 1:4 | 100 | 2798.8875
4 | Providing and laying reinforced cement concrete (including prestressed concrete), using Sulphate resisting cement; coarse sand and screened graded and washed aggregate, in required shape and design, including forms, moulds, shuttering, lifting, compacting, curing, rendering and finishing exposed surface, complete 2) Plastering done under soffit of R.C.C. (but excluding the cost of steel reinforcement, its fabrication and placing in position etc.)
| a) Reinforced cement concrete in roof slab, beams, columns lintels, girders and other structural members laid in situ or precast laid in position, or prestressed members cast in situ, complete in all respects. Type B (nominal mix 1:1.5:3) | 1 | 2377.125
| b) Reinforcement cement concrete in slab of rafts/strip foundation, base slab of column and retaining walls, etc and other structural members not requiring form work(i.e horizontal shuttering) complete in all respect: Type B (Nominal Mix 1:1.5:3 ) | 1 | 823.5
5 | Providing and Fabrication of mild steel reinforcement for cement concrete, including cutting, bending, laying in position, making joints and fastenings, including cost of binding wire and labour charges for binding of steel reinforcement (also includes removal of rust from bars):- Deformed bars (Grade-60). | 100 | 9601.875
6 | Providing and laying dry, hand packed stone apron as per drawing | 100 | 4464.8392
7 | Rehandling of earthwork:Upto a lead of 50 ft. (15 m). | 1000 | 4880
8 | Carriage of 100 Cf t. (2.83 cu.m) of all materials like stone aggregate, spawl, kankar lime (unslaked), surkhi , etc. or 150 Cf t. (4.25 cu.m) timber, by truck or by any othermeans owned by the contractor from Sakhi Sarwar Quarry to site 275 Km including first 11KM hilly area.
i | PCC 1:4:8 | 100 | 1674.741
i | PCC 1:2:4 | 100 | 158.7217
ii | RCC 1:1.5:3 | 100 | 2688.525
iii | Dry Hand Pack Stone | 100 | 6027.5329
Total Cost:
ix. Tube Well room
1 | Excavation in foundation of building, bridges, and other structures, including dag belling, dressing refilling around structure with excavated earth, watering and ramming lead upto one chain (30m)and lift upto 5' (1.5 m) (b) in ordinary soil.1)By Manual | 1000 | 6538.7029
2 | Spraying termite proofing by using liquid FMC / Biflex/ Terminex Exin/Ms Hextaror equivalent@specified suspension concenterate (SC), MixingAbility-HEXTAR with Ratio (1:250)= 540 Sft or equivalent approved liquid applying with shower and certificate will be provided by the contractor for10-years complete in all respect.as approved by the Engineer Incharge. | 1 | 6102
3 | Cement concrete plain including, placing, compacting, finishing and curing complete (including screening and washing of stones aggregate) |  | 0
| a) Nominal mix ratio 1:4:8 | 100 | 1267.3493
4 | Pacca brick work in foundation and plinth in cement sand mortar ratio 1:6. | 100 | 3780.48
5 | Providing and laying damp proof course of cement 1:2:4 (using cement, sand and shingle), including bitumen coating with one coat of bitumen and one coat polythenesheet 500 gauge 1½" thick (40 mm). | 100 | 774
6 | Providing and laying vertical damp proof course with cement sand plaster and bitumen coating with one coat of bitumen and one coat of polythene sheet 500 gauge-Ratio 1:3 a) ½ " thick (13 mm) | 100 | 1440
7 | Filling watering ramming earth under floors with surplus earth from foundation etc. | 1000 | 1800
8 | Pacca brick work in ground floor. Cement sand mortar Ratio 1:4. | 100 | 3490.8
9 | Providing and laying reinforced cement concrete (including prestressed concrete), using Sulphate resisting cement; coarse sand and screened graded and washed aggregate, in required shape and design, including forms, moulds, shuttering, lifting, compacting, curing, rendering and finishing exposed surface, complete 2) Plastering done under soffit of R.C.C. (but excluding the cost of steel reinforcement, its fabrication and placing in position etc.)
a) | a) Reinforced cement concrete in roof slab, beams, columns lintels, girders and other structural members laid in situ or precast laid in position, or prestressed members cast in situ, complete in all respects. Type B (nominal mix 1:2:4) | 1 | 1849.9896
b) | b) Reinforcement cement concrete in slab of rafts/strip foundation, base slab of column and retaining walls, etc and other structural members not requiring form work(i.e horizontal shuttering) complete in all respect: Type B (Nominal Mix 1:2:4) | 1 | 220.8937
10 | Providing and Fabrication of mild steel reinforcement for cement concrete, including cutting, bending, laying in position, 13 making joints and fastenings, including cost of binding wire and labour charges for binding of steel reinforcement (also includes removal of rust from bars):- Deformed bars (Grade-60). | 100 | 12425.3001
11 | Providing and fixing windows consisting of M.S box section frame 2" x 1½" ( 50 x 40mm) Leaves frame 1½" x 1" (40 x 25 mm) box section frame for glazing 3/8" x 3/8" (10 x 10 mm) using 16 SWG sheet 'U' shaped rubber supported with 1" x 1/8" (25 x 3 mm) M.S. flat for fixing 3/16" (5 mm) thick glass panes M.S. box section 1/2" x 1/2" (13 x 13 mm) of 16 SWG for fixing 24 SWG wire gauge on outer side by means of 3/4" x 1/8" (20 x 3 mm) M.S. flat and screws including grill of M.S. flat 1/2" x 1/8" (13 x 3 mm) or 1/4" x 1/4" (6 x 6 mm) square bar with independent frame of 1/2" x 1/2" (13 x 13 mm) box section of 16 SWG i/c all C.P fitting and painting 3 coats complete in all respect. | 1 | 384
12 | Providing and fixing mild steel chowkat of doors windows C. windows etc. including holdfast making and threading 18 holes for hinges etc. complete 1½" x 1½" x 1/4" (40 x 40 x 6 mm) welded with M.S. flat 2" x 1/4" (50 m M.S. angle iron). | 1 | 480
13 | Making and fixing steel grated door with 1/16" thick sheeting, including angle iron frame 2" x 2" x 3/8"and 3/4" square bars 4" centre to centre. with locking arrangement (Two No.). | 1 | 588
14 | Providing and laying single layer of tile 9" x 4½" x 1½" laid over 4" earth and 1" thick mud plaster without bhoosa, grouted with cement mud (1:3) on top of R.C.C. roof, slab, provided with 34 lbs. per % Sft. Or 1.72 Kg./Sq.m. bitumen coating sand blinded. | 100 | 1146.75
15 | Providing and laying polythene sheet under floor or roof complete 500 gauge. | 1 | 1194.75
16 | Supplying and filling sand under floor or plugging in wells. | 100 | 491.25
17 | Providing and laying watering and ramming brick ballast 1½" to 2" (40 mm to 50 mm) mixed with 25% sand for floor foundation complete in all respect. | 100 | 587.25
18 | Cement concrete plain including, placing, compacting, finishing and curing complete (including screening and washing of stones aggregate)
| b) Nominal mix ratio 1:2:4 | 100 | 550.32
19 | Cement plaster 1:4 upto 20' (6.00 m) height 1/2" (13 mm) thick. | 100 | 6819.66
20 | Cement plaster 3/8" (10 mm thick under soffit of R.C.C. roof slabs only, upto 20' height (Ratio 1:3). | 100 | 1374.24
21 | Cement pointing struck joints on wall upto 20' (6m) height (a) Ratio 1:2 including extra cost of labour and material for red oxide pigment in cement pointing to match with the colour of bricks. | 100 | 5878.5
22 | Providing, laying, cutting, jointing, testing and disinfecting PVC/ uPVC pipe line with `B' Class working pressure complete in all respects:- 4" i/d (100 mm) | 1 | 156
23 | Providing and installing P.V.C. bends, of B.S.S.b) 4" i/d (100 mm) | 1 | 24
24 | Making top khurra on roof 2' x 2' x 6". | 1 | 12
25 | Distempering:- 3 coat | 100 | 6123.24
26 | Providing and applying weather shield paint of approved quality on external surface of building including preparation of surface, application of primer complete in all respect: | 100 | 2070.66
27 | Preparing surface and painting of doors and windows any type (including edges):- | 100 | 1068
28 | Fabrication of heavy steel work, with angle, tees, flat iron round iron and sheet iron for making trusses, girders, tanks, etc., including cutting, drilling, revitting, handling, assembling and fixing, but excluding erection in position. | 100 | 4019.5047
29 | Supply and erection of PVC pipe for wiring recessed in walls, including inspection boxes, pull boxes, hooks, cutting jharries and repairing surface, etc. complete with all specials.
| a) 20mm (3/4") i/d. | 1 | 720
| b) 25 mm (1") i/d | 1 | 360
| c) 50 mm (2") i/d | 1 | 180
30 | Supply and erection of single core PVC insulated copper conductor cables, in prepaid P.V.C. pile/M.S. conduit/G.I. pipe/wooden strip batten/wooden casing and caping/G.I. wire/trenches (rate for cables only) (a) 250/440 volts, P.V.C. insulated.
| a) 3/0.74mm (3/0.029"). | 1 | 2160
| b) 7/0.74mm (7/0.029"). | 1 | 720
31 | Supply and erection of copper conductor cable for service connection in prepaid pipe/G.I. wire/trenches, etc. (rate for cable only) (a) PVC insulated, PVC sheathed, twin core, 250/440 volts 7/0.44" (7/1.12mm). | 1 | 480
32 | Supply and connection of M.S. sheet box of 16 SWG, 10 cm (4") deep with 4.75 mm thick (3/16") bakelite sheet top, for recessed wiring, including making holes for regulators switches, plugs etc.
| a) 10 x 10 cm (4" x 4"). | 1 | 12
| b) 17.5 x 10 cm (7" x 4"). | 1 | 12
| c) 22.5 x 10 cm (9" x 4"). | 1 | 12
33 | Supply and erection of switches 5 amp. Piano Type. | 1 | 240
34 | Supply and erection of ceiling rose, bakelite. | 1 | 48
35 | Supply and erection of wall socket with 3 pin 5 amp shoe. | 1 | 24
36 | Supply and erection of 3 pin switch and plug combined recessed type (ii) 10/15 amp. | 1 | 12
37 | P/F wall mounted DB (Distribution Board) made with 16SWG Sheet (Recessded/Surface mounted Type), Powder coated Paint, i/c the cost of Lock, Indication lights,Thimble, Copper Comb, Wiring, Netural & Earth Bar, Door Earthing, Digital Voltmeter,Digital Ammeter,Volt Selector Switch,Ammeter selector switch,Current Transformers and Controles Complete in all respect as approved and directed by the Engineer Incharge (Breakers will be Paid Separately)(a) 6" deep (i) 20~60A | 1 | 12
38 | Suppling,Installation and comissioning of MCB (Miniature Circuit Breaker) of specified rating made of LEGRAND FRANCE/ GE U.S.A / SCHNEIDER GERMANY /SIEMEN GERMAN/TERASAKI JAPAN/ ABB SWITZERLAND in prelaid DBs and Panels i/c the cost of screwes,necessary wire complet Single Pole(iii) 6-63 Amp (10 KA) | 1 | 72
39 | Supplying, Installation and commissioning of MCCB (Moulded Case Circuit Breaker)of specified rating made of LEGRAND FRANCE /GEU.S.A/ SCHNEIDER GERMANY/ TERASAKI JAPAN/ SIEMEN/ ABBSWITZERLAND or approved equivalent manufacturer (withfixedThermal-MagneticTrip)in prelaid DB sand Panels i/c the cost of screws, necessary wire complete in all respect as approved and directed by the EngineerIncharge. a) Triple Pole (ii) 15-100 Amp (10 KA,15KA) | 1 | 24
40 | Supplying, Installation and commissioning of MCCB (Moulded Case Circuit Breaker)of specified rating made of LEGRAND FRANCE /GEU.S.A/ SCHNEIDER GERMANY/ TERASAKI JAPAN/ SIEMEN/ ABBS WITZERLAND or approved equivalent manufacturer (withfixedThermal-MagneticTrip)in prelaid DB sand Panels i/c the cost of screws, necessary wire complete in all respect as approved and directed by the EngineerIncharge. a) Triple Pole With Adjustable Thermal-Magnetic Trip /Electronic Trip (60-100%) (i) 25-100 Amp | 1 | 12
41 | Supply and erection of tube light, including rod, choke, starter with frame, flexible wire, including connection from ceiling rose, etc., complete ii)single rod (40 watts) with one choke and one starter. | 1 | 36
42 | Supply and erection of bakelite button holder shade, large size | 1 | 36
43 | Carriage of 100 Cf t. (2.83 cu.m) of all materials like stone aggregate, spawl, kankar lime (unslaked), surkhi , etc. or 150 Cf t. (4.25 cu.m) timber, by truck or by any othermeans owned by the contractor from Sakhi Sarwar Quarry to site 275 Km including first 11KM hilly area.
i | PCC 1:4:8 | 100 | 1216.6554
ii | PCC 1:2:4 | 100 | 484.2816
iii | RCC 1.2.4 | 100 | 1822.3773
iv | DPC 1.2.4 | 100 | 85.14
Total Cost :
8. D-1 Sub Drain (RD 0+000 to 13+250)
i. Earthwork
1 | Earth Work in excavation of drains, irrigation channels through excavator/ drag lines in all kind of soil and conditions (dry, wet slush, daldal and under water ) including its disposal and preperation of working pad for operation of machinary. (rates includes 100ft lead) | 1000 | 4710315
2 | Dressing and levelling of earthwork to designed section etc complete in ii) ordinary or hard soil soil | 1000 | 2201861.25
3 | Transportation of earth all types when the total distance, including the lead covered in the item of work , is more than 1000 ft.
| a) Lead 500 feet | 1000 | 17267.5
4 | Providing and erection at site of work:- iii) R.C.C. boundary pillar. (Complete in all respect including transportation, Cement concrete foundation, fixing, painting and lettering etc) | 1 | 130
ii. Data Board:
1 | Excavation in foundation of building bridges and other structures including dagbelling, dressing, refilling around structure with excavated earth, watering and ramming lead upto one chain and lift upto 5 ft. in ordinary soil | 1000 | 98
2 | Cement concrete plain including, placing, compacting, finishing and curing complete (including screening and washing of stones aggregate)
| a) Nominal mix ratio 1:4:8 | 100 | 24.5
3 | Pacca brick work in foundation and plinth in cement sand mortar ratio 1:6. | 100 | 97.5
4 | Providing and laying damp proof course of cement 1:2:4 (using cement, sand and shingle), including bitumen coating with with 2 coats of bitumen: 1½" thick (40 mm). | 100 | 39
5 | Pacca brick work other than building upto 10 ft. height in cement sand mortor ratio 1:3 | 100 | 81.7031
6 | Cement plaster 1:4 upto 20 ft. height, 3/8" thick | 100 | 230.65
7 | Providing and applying weather shield paint of approved quality on external surface of building including preparation of surface, application of primer complete in all respect white. | 100 | 230.65
8 | Writing letter or figures per letter per inch height | 1 | 500
9 | Carriage of 100 Cf t. (2.83 cu.m) of all materials like stone aggregate, spawl, kankar lime (unslaked), surkhi , etc. or 150 Cf t. (4.25 cu.m) timber, by truck or by any othermeans owned by the contractor from Sakhi Sarwar Quarry to site 275 Km including first 11KM hilly area.
| DPC | 100 | 4.29
iii. RD Marks:
1 | Precast reinfoced cement concrete type "C" 1:2:4. | 1 | 22.36
2 | Fabrication of mild steel reinforcement for cement concrete including cutting bending laying in position etc. complete in all respect. (deformed bars) Grade 40 | 100 | 51.09
3 | Carriage of consignment job upto 5 KMs Average | 1 | 13
4 | Placing boundary pillars in position, including digging pits. | 1 | 13
5 | Preparing surface and painting with emulation paint 3 coat. | 100 | 45.5
6 | Writing letter or firgures per letter per inch height (three figure each side). | 1 | 130
7 | Carriage of 100 Cf t. (2.83 cu.m) of all materials like stone aggregate, spawl, kankar lime (unslaked), surkhi , etc. or 150 Cf t. (4.25 cu.m) timber, by truck or by any othermeans owned by the contractor from Sakhi Sarwar Quarry to site 275 Km including first 11KM hilly area.
ii | PCC 1:2:4 | 100 | 19.6768
Total Cost
iv. Water Course
1 | Excavation in foundation of building, bridges and other structures, including dagbelling, dressing, refilling around structure with excavated earth, watering and ramming lead up to one chain and lift upto 5 ft. In ordinary soil (above 5 ft depth) | 1000 | 6436.0504
2 | Extra for slush or Daldal including dewatering. | 1000 | 6436.0504
3 | Cement concrete plain including, placing, compacting, finishing and curing complete (including screening and washing of stones aggregate)
| a) Nominal mix ratio 1:4:8 | 100 | 529.73
| b) Nominal mix ratio 1:2:4 | 100 | 68
4 | Providing and fabrication of mild steel reinforcement for cement concrete, including cutting , bending, laying in position, making joints and fastening, including cost of binding wire and labour charges for binding of steel reinforcement(also includes removal of rust from bars). Deformed Bars (Grade 60) | 100 | 16212.1014
5 | Providing and laying reinforced cement concrete (including prestressed concrete), using Sulphate resisting cement; coarse sand and screened graded and washed aggregate, in required shape and design, including forms, moulds, shuttering, lifting, compacting, curing, rendering and finishing exposed surface, complete 2) Plastering done under soffit of R.C.C. (but excluding the cost of steel reinforcement, its fabrication and placing in position etc.)
a) | a) Reinforced cement concrete in roof slab, beams, columns lintels, girders and other structural members laid in situ or precast laid in position, or prestressed members cast in situ, complete in all respects. Type B (nominal mix 1:1.5:3) | 1 | 3788.5038
b) | b) Reinforcement cement concrete in slab of rafts/strip foundation, base slab of column and retaining walls, etc and other structural members not requiring form work(i.e horizontal shuttering) complete in all respect: Type B (Nominal Mix 1:1.5:3 ) | 1 | 1615.53
6 | Bitumen coating to plastered or cement concrete surface. 14 lbs per 100 Sft (6.35 Kg. per Sq.m) | 100 | 2288.8656
7 | Pacca brick work other than buildings upto 10 feet height. Cement sand mortar ratio 1:4 | 100 | 160
8 | Providing and embedding 10"(250mm) wide PVC water stopper in expansion joints of RCC structures (Retaining walls, water tanks, Slabs) complete in all respect. 10mm thick | 1 | 518
9 | Providing and placing poly sulphide joint sealent 1" wide and 1" deep. | 1 | 160
10 | Rehandling of earthwork:Upto a lead of 50 ft. (15 m). | 1000 | 8000
11 | Carriage of 100 Cf t. (2.83 cu.m) of all materials like stone aggregate, spawl, kankar lime (unslaked), surkhi , etc. or 150 Cf t. (4.25 cu.m) timber, by truck or by any othermeans owned by the contractor from Sakhi Sarwar Quarry to site 275 Km including first 11KM hilly area.
i | PCC 1:4:8 | 100 | 508.5408
ii | PCC 1:2:4 | 100 | 59.84
iii | RCC 1.1.5.3 | 100 | 4539.3884
Total Cost:
v. Culverts
1 | Excavation in foundation of building, bridges and other structures, including dagbelling, dressing, refilling around structure with excavated earth, watering and ramming lead up to one chain and lift upto 5 ft. In ordinary soil (above 5 ft depth) | 1000 | 36435.2
2 | Cement concrete plain including, placing, compacting, finishing and curing complete (including screening and washing of stones aggregate)
| a) Nominal mix ratio 1:4:8 | 100 | 510
3 | Providing and fabrication of mild steel reinforcement for cement concrete, including cutting , bending, laying in position, making joints and fastening, including cost of binding wire and labour charges for binding of steel reinforcement(also includes removal of rust from bars). Deformed Bars (Grade 60) | 100 | 26990.4
4 | Providing and laying reinforced cement concrete (including prestressed concrete), using Sulphate resisting cement; coarse sand and screened graded and washed aggregate, in required shape and design, including forms, moulds, shuttering, lifting, compacting, curing, rendering and finishing exposed surface, complete 2) Plastering done under soffit of R.C.C. (but excluding the cost of steel reinforcement, its fabrication and placing in position etc.)
a) | a) Reinforced cement concrete in roof slab, beams, columns lintels, girders and other structural members laid in situ or precast laid in position, or prestressed members cast in situ, complete in all respects. Type B (nominal mix 1:1.5:3) | 1 | 6956.8
b) | b) Reinforcement cement concrete in slab of rafts/strip foundation, base slab of column and retaining walls, etc and other structural members not requiring form work(i.e horizontal shuttering) complete in all respect: Type B (Nominal Mix 1:1.5:3 ) | 1 | 2040
5 | Bitumen coating to plastered or cement concrete surface. 14 lbs per 100 Sft (6.35 Kg. per Sq.m) | 100 | 7707.6
6 | Supply and erection PVC pipe for recessed wiring (main and sub-main) purpose, including bends, specials, etc. in floor, wall or trenches:- 80mm dia (3 inch) | 1 | 22.5
7 | Providing and laying sub-base course of stone productof approved quality and grade, including placing, mixing, spreading and compaction of sub-base material torequired depth, camber, grade to achieve 100% maximum modified AASHO dry density, including carriage of all material to site of work except gravel and. aggregate. Crushed stone aggregate. | 100 | 180
8 | Providing and laying base course of crushed stone aggregate of approved quality and grade, and supply and spreading of stone screening, including placing, mixing,spreading and compaction of base course material to required depth, camber and grade to achieve 100% maximum modified AASHO dry density, including carriage of all materials to site of work except gravel and. aggregate. | 100 | 180
9 | Providing and laying road edging of 3" (75 mm) wide and | 1 | 60
10 | Providing surface treatment of roads,including supply of bitumen and bajri/crushed stone aggregate of approved quality,including cleaning of road surface,heating,spraying bitumen,spreading bajri and rollingetc.complete including carriageof all material stosite of work excep tbajjri/crushed stone aggregate for which supplywithin 3miles(5.0km)isincluded in the rate.
a) | 1st coat 35 lbs. bitumen, and 4 Cft. bajri of nominal size 1" (25 mm) per 100 sq. feet or 1.72 Kg bitumen and 0.017 cu.metre bajri per square metre.. | 100 | 360
b) | 2nd coat 18 lbs. bitumen, and 2 Cft. bajri of nominal size ½" (13 mm) per %sft or 1.23 Kg bitumen and 0.008 cu. metre bajri per sq.metre. | 100 | 360
c) | 3rd coat 14 lbs. bitumen, and 1.5 Cft. bajri of nominal size ¼" (6 mm) per %sft or 0.69 Kg bitumen and 0.005 cubic metre bajjri per sq.metre. | 100 | 360
11 | Dismantling and removing road pavement, etc.,including screening and stacking of byproducts upto one chain lead (30 metre). | 100 | 360
12 | Barrow pit excavation undressed lead up to 100 ft in ordinary soil. | 1000 | 3200
13 | Rehandling of earthwork:Upto a lead of 50 ft. (15 m). | 1000 | 20960
14 | Carriage of 100 Cf t. (2.83 cu.m) of all materials like stone aggregate, spawl, kankar lime (unslaked), surkhi , etc. or 150 Cf t. (4.25 cu.m) timber, by truck or by any othermeans owned by the contractor from Sakhi Sarwar Quarry to site 275 Km including first 11KM hilly area.
i | PCC 1:4:8 | 100 | 489.6
ii | RCC 1:1.5:3 | 100 | 7557.312
iii | Base | 100 | 219.6
iii | T.S.T | 100 | 27
Total Cost
vi. Stone Pitching
1 | Earth Work in excavation of drains, irrigation channels through excavator/ drag lines in all kind of soil and conditions (dry, wet slush, daldal and under water ) including its disposal and preperation of working pad for operation of machinary. (rates includes 100ft lead) | 1000 | 269.25
2 | Providing and laying stone pitching/filling, dry hand packed, as filling behind retaining walls or in pitching and aprons. | 100 | 269.25
3 | Formation dressing and preparing subgrade, on slope | 100 | 480.69
4 | Formation dressing and preparing subgrade, in bed. | 100 | 126
5 | Providing and laying graded bajri 1/8" to 1/2" size on slope. | 100 | 158.63
6 | Providing and laying graded bajri 1/2" to 2" size on slope. | 100 | 158.63
7 | Providing and laying graded bajri 1/8" to 1/2" size on level. | 100 | 41.58
8 | Providing and laying graded bajri 1/2" to 2" size on level. | 100 | 41.58
9 | Providing and laying stone for top layer only, on slope. | 100 | 480.69
10 | Providing and laying stone for top layer only, on Level | 100 | 126
11 | Carriage of 100 Cft of all material like stone aggregate, spawl, kankar, lime (unsoaked) surkhi etc or 150 Cft of timber by truck or by any other means owned by the contractor, lead 275 Km. | 100 | 1091.5155
Total Cost
vii. Inlets
1 | Excavation in foundation of building, bridges, and other structures, including dag belling, dressing refilling around structure with excavated earth, watering and ramming lead upto one chain (30m)and lift upto 5' (1.5 m) (b) in ordinary soil.By Manual | 1000 | 3514.6564
2 | Cement concrete plain including, placing, compacting, finishing and curing complete (including screening and washing of stones aggregate)
| a) Nominal mix ratio 1:4:8 | 100 | 463.386
| b) Nominal mix ratio 1:2:4 | 100 | 48.0975
3 | Pacca brick work other than buildings upto 10 feet height. Cement sand mortar ratio 1:4 | 100 | 746.37
4 | Providing and laying reinforced cement concrete (including prestressed concrete), using Sulphate resisting cement; coarse sand and screened graded and washed aggregate, in required shape and design, including forms, moulds, shuttering, lifting, compacting, curing, rendering and finishing exposed surface, complete 2) Plastering done under soffit of R.C.C. (but excluding the cost of steel reinforcement, its fabrication and placing in position etc.)
a) | a) Reinforced cement concrete in roof slab, beams, columns lintels, girders and other structural members laid in situ or precast laid in position, or prestressed members cast in situ, complete in all respects. Type B (nominal mix 1:1.5:3) | 1 | 625.5
b) | b) Reinforcement cement concrete in slab of rafts/strip foundation, base slab of column and retaining walls, etc and other structural members not requiring form work(i.e horizontal shuttering) complete in all respect: Type B (Nominal Mix 1:1.5:3 ) | 1 | 216
5 | Providing and Fabrication of mild steel reinforcement for cement concrete, including cutting, bending, laying in position, making joints and fastenings, including cost of binding wire and labour charges for binding of steel reinforcement (also includes removal of rust from bars):- Deformed bars (Grade-60). | 100 | 2524.5
6 | Providing and laying dry, hand packed stone apron as per drawing | 100 | 949.9872
7 | Rehandling of earthwork:Upto a lead of 50 ft. (15 m). | 1000 | 1280
8 | Carriage of 100 Cf t. (2.83 cu.m) of all materials like stone aggregate, spawl, kankar lime (unslaked), surkhi , etc. or 150 Cf t. (4.25 cu.m) timber, by truck or by any othermeans owned by the contractor from Sakhi Sarwar Quarry to site 275 Km including first 11KM hilly area.
i | PCC 1:4:8 | 100 | 444.8506
i | PCC 1:2:4 | 100 | 42.3258
ii | RCC 1:1.5:3 | 100 | 706.86
iii | Dry Hand Pack Stone | 100 | 1282.4827
Total Cost
viii. Tube Well room
1 | Excavation in foundation of building, bridges, and other structures, including dag belling, dressing refilling around structure with excavated earth, watering and ramming lead upto one chain (30m)and lift upto 5' (1.5 m) (b) in ordinary soil.1)By Manual | 1000 | 544.8919
2 | Spraying termite proofing by using liquid FMC / Biflex/ Terminex Exin/Ms Hextaror equivalent@specified suspension concenterate (SC), MixingAbility-HEXTAR with Ratio (1:250)= 540 Sft or equivalent approved liquid applying with shower and certificate will be provided by the contractor for10-years complete in all respect.as approved by the Engineer Incharge. | 1 | 508.5
3 | Cement concrete plain including, placing, compacting, finishing and curing complete (including screening and washing of stones aggregate)
| a) Nominal mix ratio 1:4:8 | 100 | 105.6124
4 | Pacca brick work in foundation and plinth in cement sand mortar ratio 1:6. | 100 | 315.04
5 | Providing and laying damp proof course of cement 1:2:4 (using cement, sand and shingle), including bitumen coating with one coat of bitumen and one coat polythenesheet 500 gauge 1½" thick (40 mm). | 100 | 64.5
6 | Providing and laying vertical damp proof course with cement sand plaster and bitumen coating with one coat of bitumen and one coat of polythene sheet 500 gauge-Ratio 1:3 a) ½ " thick (13 mm) | 100 | 120
7 | Filling watering ramming earth under floors with surplus earth from foundation etc. | 1000 | 150
8 | Pacca brick work in ground floor. Cement sand mortar Ratio 1:4. | 100 | 290.9
9 | Providing and laying reinforced cement concrete (including prestressed concrete), using Sulphate resisting cement; coarse sand and screened graded and washed aggregate, in required shape and design, including forms, moulds, shuttering, lifting, compacting, curing, rendering and finishing exposed surface, complete 2) Plastering done under soffit of R.C.C. (but excluding the cost of steel reinforcement, its fabrication and placing in position etc.)
a) | a) Reinforced cement concrete in roof slab, beams, columns lintels, girders and other structural members laid in situ or precast laid in position, or prestressed members cast in situ, complete in all respects. Type B (nominal mix 1:2:4) | 1 | 154.1658
b) | b) Reinforcement cement concrete in slab of rafts/strip foundation, base slab of column and retaining walls, etc and other structural members not requiring form work(i.e horizontal shuttering) complete in all respect: Type B (Nominal Mix 1:2:4) | 1 | 18.4078
11 | Providing and Fabrication of mild steel reinforcement for cement concrete, including cutting, bending, laying in position, 13 making joints and fastenings, including cost of binding wire and labour charges for binding of steel reinforcement (also includes removal of rust from bars):- Deformed bars (Grade-60). | 100 | 1035.4417
12 | Providing and fixing windows consisting of M.S box section frame 2" x 1½" ( 50 x 40mm) Leaves frame 1½" x 1" (40 x 25 mm) box section frame for glazing 3/8" x 3/8" (10 x 10 mm) using 16 SWG sheet 'U' shaped rubber supported with 1" x 1/8" (25 x 3 mm) M.S. flat for fixing 3/16" (5 mm) thick glass panes M.S. box section 1/2" x 1/2" (13 x 13 mm) of 16 SWG for fixing 24 SWG wire gauge on outer side by means of 3/4" x 1/8" (20 x 3 mm) M.S. flat and screws including grill of M.S. flat 1/2" x 1/8" (13 x 3 mm) or 1/4" x 1/4" (6 x 6 mm) square bar with independent frame of 1/2" x 1/2" (13 x 13 mm) box section of 16 SWG i/c all C.P fitting and painting 3 coats complete in all respect. | 1 | 32
13 | Providing and fixing mild steel chowkat of doors windows C. windows etc. including holdfast making and threading 18 holes for hinges etc. complete 1½" x 1½" x 1/4" (40 x 40 x 6 mm) welded with M.S. flat 2" x 1/4" (50 m M.S. angle iron). | 1 | 40
14 | Making and fixing steel grated door with 1/16" thick sheeting, including angle iron frame 2" x 2" x 3/8"and 3/4" square bars 4" centre to centre. with locking arrangement (Two No.). | 1 | 49
15 | Providing and laying single layer of tile 9" x 4½" x 1½" laid over 4" earth and 1" thick mud plaster without bhoosa, grouted with cement mud (1:3) on top of R.C.C. roof, slab, provided with 34 lbs. per % Sft. Or 1.72 Kg./Sq.m. bitumen coating sand blinded. | 100 | 95.5625
16 | Providing and laying polythene sheet under floor or roof complete 500 gauge. | 1 | 99.5625
17 | Supplying and filling sand under floor or plugging in wells. | 100 | 40.9375
18 | Providing and laying watering and ramming brick ballast 1½" to 2" (40 mm to 50 mm) mixed with 25% sand for floor foundation complete in all respect. | 100 | 48.9375
19 | Cement concrete plain including, placing, compacting, finishing and curing complete (including screening and washing of stones aggregate)
| b) Nominal mix ratio 1:2:4 | 100 | 45.86
20 | Cement plaster 1:4 upto 20' (6.00 m) height 1/2" (13 mm) thick. | 100 | 568.305
21 | Cement plaster 3/8" (10 mm thick under soffit of R.C.C. roof slabs only, upto 20' height (Ratio 1:3). | 100 | 114.52
22 | Cement pointing struck joints on wall upto 20' (6m) height (a) Ratio 1:2 including extra cost of labour and material for red oxide pigment in cement pointing to match with the colour of bricks. | 100 | 489.875
23 | Providing, laying, cutting, jointing, testing and disinfecting PVC/ uPVC pipe line with `B' Class working pressure complete in all respects:- 4" i/d (100 mm) | 1 | 13
24 | Providing and installing P.V.C. bends, of B.S.S.b) 4" i/d (100 mm) | 1 | 2
25 | Making top khurra on roof 2' x 2' x 6". | 1 | 1
26 | Distempering:- 3 coat | 100 | 510.27
27 | Providing and applying weather shield paint of approved quality on external surface of building including preparation of surface, application of primer complete in all respect: | 100 | 172.555
28 | Preparing surface and painting of doors and windows any type (including edges):- | 100 | 89
29 | Fabrication of heavy steel work, with angle, tees, flat iron round iron and sheet iron for making trusses, girders, tanks, etc., including cutting, drilling, revitting, handling, assembling and fixing, but excluding erection in position. | 100 | 334.9587
30 | Supply and erection of PVC pipe for wiring recessed in walls, including inspection boxes, pull boxes, hooks, cutting jharries and repairing surface, etc. complete with all specials.
| a) 20mm (3/4") i/d. | 1 | 60
| b) 25 mm (1") i/d | 1 | 30
| c) 50 mm (2") i/d | 1 | 15
31 | Supply and erection of single core PVC insulated copper conductor cables, in prepaid P.V.C. pile/M.S. conduit/G.I. pipe/wooden strip batten/wooden casing and caping/G.I. wire/trenches (rate for cables only) (a) 250/440 volts, P.V.C. insulated.
| a) 3/0.74mm (3/0.029"). | 1 | 180
| b) 7/0.74mm (7/0.029"). | 1 | 60
32 | Supply and erection of copper conductor cable for service connection in prepaid pipe/G.I. wire/trenches, etc. (rate for cable only) (a) PVC insulated, PVC sheathed, twin core, 250/440 volts 7/0.44" (7/1.12mm). | 1 | 40
33 | Supply and connection of M.S. sheet box of 16 SWG, 10 cm (4") deep with 4.75 mm thick (3/16") bakelite sheet top, for recessed wiring, including making holes for regulators switches, plugs etc.
| a) 10 x 10 cm (4" x 4"). | 1 | 1
| b) 17.5 x 10 cm (7" x 4"). | 1 | 1
| c) 22.5 x 10 cm (9" x 4"). | 1 | 1
34 | Supply and erection of switches 5 amp. Piano Type. | 1 | 20
35 | Supply and erection of ceiling rose, bakelite. | 1 | 4
36 | Supply and erection of wall socket with 3 pin 5 amp shoe. | 1 | 2
37 | Supply and erection of 3 pin switch and plug combined recessed type (ii) 10/15 amp. | 1 | 1
38 | P/F wall mounted DB (Distribution Board) made with 16SWG Sheet (Recessded/Surface mounted Type), Powder coated Paint, i/c the cost of Lock, Indication lights,Thimble, Copper Comb, Wiring, Netural & Earth Bar, Door Earthing, Digital Voltmeter,Digital Ammeter,Volt Selector Switch,Ammeter selector switch,Current Transformers and Controles Complete in all respect as approved and directed by the Engineer Incharge (Breakers will be Paid Separately)(a) 6" deep (i) 20~60A | 1 | 1
39 | Suppling,Installation and comissioning of MCB (Miniature Circuit Breaker) of specified rating made of LEGRAND FRANCE/ GE U.S.A / SCHNEIDER GERMANY /SIEMEN GERMAN/TERASAKI JAPAN/ ABB SWITZERLAND in prelaid DBs and Panels i/c the cost of screwes,necessary wire complet Single Pole(iii) 6-63 Amp (10 KA) | 1 | 6
40 | Supplying, Installation and commissioning of MCCB (Moulded Case Circuit Breaker)of specified rating made of LEGRAND FRANCE /GEU.S.A/ SCHNEIDER GERMANY/ TERASAKI JAPAN/ SIEMEN/ ABBSWITZERLAND or approved equivalent manufacturer (withfixedThermal-MagneticTrip)in prelaid DB sand Panels i/c the cost of screws, necessary wire complete in all respect as approved and directed by the EngineerIncharge. a) Triple Pole (ii) 15-100 Amp (10 KA,15KA) | 1 | 2
41 | Supplying, Installation and commissioning of MCCB (Moulded Case Circuit Breaker)of specified rating made of LEGRAND FRANCE /GEU.S.A/ SCHNEIDER GERMANY/ TERASAKI JAPAN/ SIEMEN/ ABBS WITZERLAND or approved equivalent manufacturer (withfixedThermal-MagneticTrip)in prelaid DB sand Panels i/c the cost of screws, necessary wire complete in all respect as approved and directed by the EngineerIncharge. a) Triple Pole With Adjustable Thermal-Magnetic Trip /Electronic Trip (60-100%) (i) 25-100 Amp | 1 | 1
42 | Supply and erection of tube light, including rod, choke, starter with frame, flexible wire, including connection from ceiling rose, etc., complete ii)single rod (40 watts) with one choke and one starter. | 1 | 3
43 | Supply and erection of bakelite button holder shade, large size | 1 | 3
44 | Carriage of 100 Cf t. (2.83 cu.m) of all materials like stone aggregate, spawl, kankar lime (unslaked), surkhi , etc. or 150 Cf t. (4.25 cu.m) timber, by truck or by any othermeans owned by the contractor from Sakhi Sarwar Quarry to site 275 Km including first 11KM hilly area.
i | PCC 1:4:8 | 100 | 101.3879
ii | PCC 1:2:4 | 100 | 40.3568
iii | RCC 1.2.4 | 100 | 151.8648
iv | DPC 1.2.4 | 100 | 7.095
Total Cost :
9. D-2 Drain (RD 0+000 to 12+615)
i. Earthwork
1 | Earth Work in excavation of drains, irrigation channels through excavator/ drag lines in all kind of soil and conditions (dry, wet slush, daldal and under water ) including its disposal and preperation of working pad for operation of machinary. (rates includes 100ft lead) | 1000 | 2187776.7
2 | Dressing and levelling of earthwork to designed section etc complete in ii) ordinary or hard soil soil | 1000 | 1607647.35
3 | Transportation of earth all types when the total distance, including the lead covered in the item of work , is more than 1000 ft.
| a) 500 ft | 1000 | 1752.5
| b) 750 ft | 1000 | 16955
| c) 3000 ft | 1000 | 97028.25
7 | Providing and erection at site of work:- iii) R.C.C. boundary pillar. (Complete in all respect including transportation, Cement concrete foundation, fixing, painting and lettering etc) | 1 | 104
ii. Data Board:
1 | Excavation in foundation of building bridges and other structures including dagbelling, dressing, refilling around structure with excavated earth, watering and ramming lead upto one chain and lift upto 5 ft. in ordinary soil | 1000 | 98
2 | Cement concrete plain including, placing, compacting, finishing and curing complete (including screening and washing of stones aggregate)
| a) Nominal mix ratio 1:4:8 | 100 | 24.5
3 | Pacca brick work in foundation and plinth in cement sand mortar ratio 1:6. | 100 | 97.5
4 | Providing and laying damp proof course of cement 1:2:4 (using cement, sand and shingle), including bitumen coating with with 2 coats of bitumen: 1½" thick (40 mm). | 100 | 39
5 | Pacca brick work other than building upto 10 ft. height in cement sand mortor ratio 1:3 | 100 | 81.7031
6 | Cement plaster 1:4 upto 20 ft. height, 3/8" thick | 100 | 230.65
7 | Providing and applying weather shield paint of approved quality on external surface of building including preparation of surface, application of primer complete in all respect white. | 100 | 230.65
8 | Writing letter or figures per letter per inch height | 1 | 500
9 | Carriage of 100 Cf t. (2.83 cu.m) of all materials like stone aggregate, spawl, kankar lime (unslaked), surkhi , etc. or 150 Cf t. (4.25 cu.m) timber, by truck or by any othermeans owned by the contractor from Sakhi Sarwar Quarry to site 275 Km including first 11KM hilly area.
| DPC | 100 | 4.29
iii. RD Marks:
1 | Precast reinfoced cement concrete type "C" 1:2:4. | 1 | 22.36
2 | Fabrication of mild steel reinforcement for cement concrete including cutting bending laying in position etc. complete in all respect. (deformed bars) Grade 40 | 100 | 51.09
3 | Carriage of consignment job upto 5 KMs Average | 1 | 13
4 | Placing boundary pillars in position, including digging pits. | 1 | 13
5 | Preparing surface and painting with emulation paint 3 coat. | 100 | 45.5
6 | Writing letter or firgures per letter per inch height (three figure each side). | 1 | 130
7 | Carriage of 100 Cf t. (2.83 cu.m) of all materials like stone aggregate, spawl, kankar lime (unslaked), surkhi , etc. or 150 Cf t. (4.25 cu.m) timber, by truck or by any othermeans owned by the contractor from Sakhi Sarwar Quarry to site 275 Km including first 11KM hilly area.
ii | PCC 1:2:4 | 100 | 19.6768
Total Cost
iv. Water Course
1 | Excavation in foundation of building, bridges and other structures, including dagbelling, dressing, refilling around structure with excavated earth, watering and ramming lead up to one chain and lift upto 5 ft. In ordinary soil (above 5 ft depth) | 1000 | 12395.4103
2 | Extra for slush or Daldal including dewatering. | 1000 | 12395.4103
3 | Cement concrete plain including, placing, compacting, finishing and curing complete (including screening and washing of stones aggregate)
| a) Nominal mix ratio 1:4:8 | 100 | 1410.7375
| b) Nominal mix ratio 1:2:4 | 100 | 187
4 | Providing and fabrication of mild steel reinforcement for cement concrete, including cutting , bending, laying in position, making joints and fastening, including cost of binding wire and labour charges for binding of steel reinforcement(also includes removal of rust from bars). Deformed Bars (Grade 60) | 100 | 35906.2362
5 | Providing and laying reinforced cement concrete (including prestressed concrete), using Sulphate resisting cement; coarse sand and screened graded and washed aggregate, in required shape and design, including forms, moulds, shuttering, lifting, compacting, curing, rendering and finishing exposed surface, complete 2) Plastering done under soffit of R.C.C. (but excluding the cost of steel reinforcement, its fabrication and placing in position etc.)
| a) Reinforced cement concrete in roof slab, beams, columns lintels, girders and other structural members laid in situ or precast laid in position, or prestressed members cast in situ, complete in all respects. Type B (nominal mix 1:1.5:3) | 1 | 7756.1379
| b) Reinforcement cement concrete in slab of rafts/strip foundation, base slab of column and retaining walls, etc and other structural members not requiring form work(i.e horizontal shuttering) complete in all respect: Type B (Nominal Mix 1:1.5:3 ) | 1 | 4212.6075
6 | Bitumen coating to plastered or cement concrete surface. 14 lbs per 100 Sft (6.35 Kg. per Sq.m) | 100 | 4687.7292
7 | Pacca brick work other than buildings upto 10 feet height. Cement sand mortar ratio 1:4 | 100 | 440
8 | Providing and embedding 10"(250mm) wide PVC water stopper in expansion joints of RCC structures (Retaining walls, water tanks, Slabs) complete in all respect. 10mm thick | 1 | 1098.74
9 | Providing and placing poly sulphide joint sealent 1" wide and 1" deep. | 1 | 380
10 | Rehandling of earthwork:Upto a lead of 50 ft. (15 m). | 1000 | 22000
11 | Carriage of 100 Cf t. (2.83 cu.m) of all materials like stone aggregate, spawl, kankar lime (unslaked), surkhi , etc. or 150 Cf t. (4.25 cu.m) timber, by truck or by any othermeans owned by the contractor from Sakhi Sarwar Quarry to site 275 Km including first 11KM hilly area.
i | PCC 1:4:8 | 100 | 1354.308
ii | PCC 1:2:4 | 100 | 164.56
iii | RCC 1.1.5.3 | 100 | 10053.7461
Total Cost
v. Culverts
1 | Excavation in foundation of building, bridges and other structures, including dagbelling, dressing, refilling around structure with excavated earth, watering and ramming lead up to one chain and lift upto 5 ft. In ordinary soil (above 5 ft depth) | 1000 | 29517.98
2 | Cement concrete plain including, placing, compacting, finishing and curing complete (including screening and washing of stones aggregate)
| a) Nominal mix ratio 1:4:8 | 100 | 768
3 | Providing and fabrication of mild steel reinforcement for cement concrete, including cutting , bending, laying in position, making joints and fastening, including cost of binding wire and labour charges for binding of steel reinforcement(also includes removal of rust from bars). Deformed Bars (Grade 60) | 100 | 29348.94
4 | Providing and laying reinforced cement concrete (including prestressed concrete), using Sulphate resisting cement; coarse sand and screened graded and washed aggregate, in required shape and design, including forms, moulds, shuttering, lifting, compacting, curing, rendering and finishing exposed surface, complete 2) Plastering done under soffit of R.C.C. (but excluding the cost of steel reinforcement, its fabrication and placing in position etc.)
| a) Reinforced cement concrete in roof slab, beams, columns lintels, girders and other structural members laid in situ or precast laid in position, or prestressed members cast in situ, complete in all respects. Type B (nominal mix 1:1.5:3) | 1 | 6710.98
| b) Reinforcement cement concrete in slab of rafts/strip foundation, base slab of column and retaining walls, etc and other structural members not requiring form work(i.e horizontal shuttering) complete in all respect: Type B (Nominal Mix 1:1.5:3 ) | 1 | 3072
5 | Bitumen coating to plastered or cement concrete surface. 14 lbs per 100 Sft (6.35 Kg. per Sq.m) | 100 | 6537.28
6 | Supply and erection PVC pipe for recessed wiring (main and sub-main) purpose, including bends, specials, etc. in floor, wall or trenches:- 80mm dia (3 inch) | 1 | 31.5
7 | Providing and laying sub-base course of stone productof approved quality and grade, including placing, mixing, spreading and compaction of sub-base material torequired depth, camber, grade to achieve 100% maximum modified AASHO dry density, including carriage of all material to site of work except gravel and. aggregate. Crushed stone aggregate. | 100 | 300
8 | Providing and laying base course of crushed stone aggregate of approved quality and grade, and supply and spreading of stone screening, including placing, mixing,spreading and compaction of base course material to required depth, camber and grade to achieve 100% maximum modified AASHO dry density, including carriage of all materials to site of work except gravel and. aggregate. | 100 | 300
9 | Providing and laying road edging of 3" (75 mm) wide and | 1 | 60
10 | Providing surface treatment of roads,including supply of bitumen and bajri/crushed stone aggregate of approved quality,including cleaning of road surface,heating,spraying bitumen,spreading bajri and rollingetc.complete including carriageof all material stosite of work excep tbajjri/crushed stone aggregate for which supplywithin 3miles(5.0km)isincluded in the rate.
a | 1st coat 35 lbs. bitumen, and 4 Cft. bajri of nominal size 1" (25 mm) per 100 sq. feet or 1.72 Kg bitumen and 0.017 cu.metre bajri per square metre.. | 100 | 600
b | 2nd coat 18 lbs. bitumen, and 2 Cft. bajri of nominal size ½" (13 mm) per %sft or 1.23 Kg bitumen and 0.008 cu. metre bajri per sq.metre. | 100 | 600
c | 3rd coat 14 lbs. bitumen, and 1.5 Cft. bajri of nominal size ¼" (6 mm) per %sft or 0.69 Kg bitumen and 0.005 cubic metre bajjri per sq.metre. | 100 | 600
11 | Dismantling and removing road pavement, etc.,including screening and stacking of byproducts upto one chain lead (30 metre). | 100 | 600
12 | Barrow pit excavation undressed lead up to 100 ft in ordinary soil. | 1000 | 4000
13 | Rehandling of earthwork:Upto a lead of 50 ft. (15 m). | 1000 | 30880
14 | Carriage of 100 Cf t. (2.83 cu.m) of all materials like stone aggregate, spawl, kankar lime (unslaked), surkhi , etc. or 150 Cf t. (4.25 cu.m) timber, by truck or by any othermeans owned by the contractor from Sakhi Sarwar Quarry to site 275 Km including first 11KM hilly area.
i | PCC 1:4:8 | 100 | 737.28
ii | RCC 1:1.5:3 | 100 | 8217.7032
iii | Base | 100 | 366
iii | T.S.T | 100 | 45
Total Cost
vii. Pump House No: 5 (D-2 Drain at RD 0+100)
1 | Excavation in foundation of building, bridges and other structures, including dagbelling, dressing, refilling around structure with excavated earth, watering and ramming lead up to one chain and lift upto 5 ft. In ordinary soil (above 5 ft depth) | 1000 | 25000.7506
2 | Extra for slush or Daldal including dewatering. | 1000 | 25000.7506
Cement concrete plain including, placing, compacting, finishing and curing complete (including screening and washing of stones aggregate)
3 | a) Nominal mix ratio 1:4:8 | 100 | 733.6677
4 | b) Nominal mix ratio 1:2:4 | 100 | 432.536
5 | Providing and fabrication of mild steel reinforcement for cement concrete, including cutting , bending, laying in position, making joints and fastening, including cost of binding wire and labour charges for binding of steel reinforcement (also includes removal of rust from bars).Deformed Bars (Grade 60) | 100 | 40723.1332
Providing and laying reinforced cement concrete (including prestressed concrete), using Sulphate resisting cement; coarse sand and screened graded and washed aggregate, in required shape and design, including forms, moulds, shuttering, lifting, compacting, curing, rendering and finishing exposed surface, complete 2) Plastering done under soffit of R.C.C. (but excluding the cost of steel reinforcement, its fabrication and placing in position etc.)
6 | a) Reinforced cement concrete in roof slab, beams, columns lintels, girders and other structural members laid in situ or precast laid in position, or prestressed members cast in situ, complete in all respects. Type B (nominal mix 1:1.5:3) | 1 | 5753.3425
7 | b) Reinforcement cement concrete in slab of rafts/strip foundation, base slab of column and retaining walls, etc and other structural members not requiring form work(i.e horizontal shuttering) complete in all respect: Type B (Nominal Mix 1:1.5:3 ) | 1 | 3296.2426
8 | Bitumen coating to plastered or cement concrete surface. 14 lbs per 100 Sft (6.35 Kg. per Sq.m) | 100 | 3466.0362
9 | Single layer of tiles 9"x4½"x1½" (225x113x40 mm) laid over 4"(100 mm) earth and 1" (25 mm) mud plaster without Bhoosa, grouted with cement sand 1:3 on top of RCC roof slab, provided with 34 lbs. per %Sft. or 1.72 Kg/Sq.m bitumen coating sand blinded. | 100 | 648.7825
10 | Providing and laying polythene sheet under floor or roof complete 500 gauge. | 1 | 648.7825
11 | Providing, laying, cutting, jointing, testing and disinfecting PVC/ uPVC pipe line with `B' Class working pressure complete in all respects:- 4" i/d (100 mm) | 1 | 46
12 | Providing and installing P.V.C. bends, of B.S.S.b) 4" i/d (100 mm) | 1 | 4
13 | Making top khurra on roof 2' x 2' x 6". | 1 | 4
14 | Providing and fixing windows consisting of M.S. box section frame 2"x1½", (50x40mm) leaves frame 1½"x1" (40x25mm) box section frame for glazing 3/8"x3/8" (10x10mm) using 16 SWG sheet 'U' shaped rubber supported with 1"x1/8" (25x3mm) M.S. flat for fixing 3/16" (5 mm) thick glass panes M.S. box section ½"x½" (13x13mm) of 16 SWG for fixing 24 SWG wire gauze on outer side by means of ¾"x1/8" (20x3mm) M.S. flat and screws including grill of M.S. flat ½"x1/8" (13x3mm) or ¼"x¼" (6x6mm) square bar with independent frame of ½"x½" (13x13mm) box section of 16 SWG i/c all C.P. fitting and painting 3 coats complete in all respect. | 1 | 271.92
15 | Making and fixing steel grated door with 1/16" thick 1.5mm) sheeting, including angle iron frame 2"x2"x3/8" (50x50x10 mm) and ¾" (20 mm) square bars 4" (100 mm) | 1 | 176
16 | Distempering:- 2 coats | 100 | 2528.601
17 | Providing and applying weather shield paint of approved quality on external surface of building including preparation of surface, application of primer complete in all respect: | 100 | 2362.251
18 | Preparing surface and painting of doors and windows any type (including edges):- | 100 | 168
19 | Providing and fixing 1¼x1¼"x3/16" (31x31x5 mm) angle" iron step, in manhole chambers, including carriage and setting the same in work to correct lines and levels. | 1 | 28
21 | Providing and fixing trash rack as per drawing | 1 | 184
22 | Providing and layingTuff Pavers, having 7000PSI ,crushing strength of approved manufa cturer, over2"to3" sand cushion i/c grouting withsand in joints i/c finishing to require slope . complete in all respect. (50% Grey / 50% Coloured) 60-mm thick | 1 | 1417.6664
23 | Providing & laying graded bajri ½" to 2" gauge on level (including carriage). | 100 | 272.49
24 | 1½"(40 mm) thick mosaic flooring, consisting of ½ " mosaic topping of one part of cement and marble powder in the ratio of 3:1 and two parts of marble chips, laid over 1"(25 mm) thick floor of 1:2:4 cement concrete, including rubbing and polishing complete with finishing :-using grey cement | 100 | 648.7825
25 | Mosaic dado or skirting with one part of cement and marble powder in the ratio of 3:1 and two parts of marble chips, laid over ½"(13 mm) thick cement plaster 1:3, including rubbing and polishing, complete with finishing:(a) using grey cement: i) 1/2"(13 mm) thick | 100 | 53.42
26 | Providing and fixing marble strip of any shade for dividing the mosaic flooring into panels(a) Size 1½" x 3/8" (40 x 10 mm) | 1 | 389.75
27 | Providing and embedding 10"(250mm) wide PVC water stopper in expansion joints of RCC structures (Retaining walls, water tanks, Slabs) complete in all respect. 10mm thick | 1 | 173.29
28 | Supply and erection of PVC pipe for wiring recessed in walls, including inspection boxes, pull boxes, hooks, cutting jharries and repairing surface, etc. complete with all specials.
| a) 20mm (3/4") i/d. | 1 | 100
| b) 25 mm (1") i/d | 1 | 100
29 | Supply and erection of single core PVC insulated copper conductor cables, in prepaid P.V.C. pile/M.S. conduit/G.I. pipe/wooden strip batten/wooden casing and caping/G.I. wire/trenches (rate for cables only) (a) 250/440 volts, P.V.C. insulated.
| a) 3/0.74mm (3/0.029"). | 1 | 250
| b) 7/0.74mm (7/0.029"). | 1 | 200
30 | Supply and connection of M.S. sheet box of 16 SWG, 10 cm (4") deep with 4.75 mm thick (3/16") bakelite sheet top, for recessed wiring, including making holes for regulators switches, plugs etc.
| b) 17.5 x 10 cm (7" x 4"). | 1 | 3
31 | Supply and erection of switches 5 amp. Piano Type. | 1 | 20
32 | Supply and erection of backlite button holder shade, large size. | 1 | 5
33 | Supply and erection of ceiling rose, bakelite. | 1 | 5
34 | Suppling,Installation and comissioning of MCB (Miniature Circuit Breaker) of specified rating made of LEGRAND FRANCE/ GE U.S.A / SCHNEIDER GERMANY /SIEMEN GERMAN/TERASAKI JAPAN/ ABB SWITZERLAND in prelaid DBs and Panels i/c the cost of screwes,necessary wire completb) Double Pole(iii) 6-63 Amp (10 KA) | 1 | 1
35 | Suppling,Installation and comissioning of MCB (Miniature Circuit Breaker) of specified rating made of LEGRAND FRANCE/ GE U.S.A / SCHNEIDER GERMANY /SIEMEN GERMAN/TERASAKI JAPAN/ ABB SWITZERLAND in prelaid DBs and Panels i/c the cost of screwes,necessary wire complet Single Pole(iii) 6-63 Amp (10 KA) | 1 | 2
36 | Providing and fixing Pakistan Energy Label NEECA approved Copper winded wall bracket Fan i/c the cost of necessary cable and hardware for connection as approved and directed by Engineer Incharge.ii) 24" Sweep dia | 1 | 4
37 | Supply and erection of tube light, including rod, choke, starter with frame, flexible wire, including connection from ceiling rose, etc., complete ii)single rod (40 watts) with one choke and one starter. | 1 | 5
Lining Portion
38 | Barrow pit excavation undressed lead up to 100 ft in ordinary soil. | 1000 | 10698.49
39 | Compaction of earth work with power Road Roller, i.c ploughing mixing, moistening earth to optimum moisture content in layer etc; complete 90 % maximum modified AASHO dry denisty | 1000 | 10698.49
40 | Earthwork excavation in irrigation channels, drains, etc. to designed section, grades and profiles, excavated material disposed off undressed within 50 ft. (15 m) lead:- ordinary Soil | 1000 | 4319.855
Cement plaster 1.5" (40 mm) thick ratio 1:6:-
41 | a) In bed | 100 | 700
42 | b) On slope | 100 | 1168
Cement concrete lining, using washed screened and graded stone aggregate:-
43 | a) In bed, ratio 1:2:4 | 100 | 239.75
44 | b) On slope, ratio 1:2:4 | 100 | 400.04
45 | Providing and placing cement, sand and bituminous joint sealant in ratio 1:2:3, 1/2" wide, 1" deep. | 1 | 186.8
46 | Bitumen coating to plastered or cement concrete surface:- 10 lbs. per 100 Sft. | 100 | 93.4
Stone Pitching Work
47 | Earthwork in excavation of drains in irrigation channels through excavater / draglines in all kind of soil and conditions | 1000 | 6208.72
48 | Providing and laying stone pitching/filling, dry hand packed, as filling behind retaining walls or in pitching and aprons as per drawing. (excuding carriage) | 100 | 6208.72
49 | Formation dressing and preparing subgrade, on slope | 100 | 2589.8832
50 | Formation dressing and preparing subgrade, in bed. | 100 | 524.66
51 | Providing & laying graded bajri ⅛" to ½"gauge on slope (including carriage). | 100 | 854.71
52 | Providing & laying graded bajri ½" to 2" gauge on slope (including carriage). | 100 | 854.71
53 | Providing & laying graded bajri ⅛" to ½"gauge on level (including carriage). | 100 | 173.14
54 | Providing & laying graded bajri ½" to 2" gauge on level (including carriage). | 100 | 173.14
55 | Providing and laying stone pitching for top layer only on slope (excuding carriage) | 100 | 2590.02
56 | Providing and laying stone pitching for top layer only on level (excuding carriage) | 100 | 173.14
57 | Carriage of 100 Cft of all material like stone aggregate, spawl, kankar, lime (unsoaked) surkhi etc by truck or by any other means owned by the contractor, lead 275Km.(From Sakhi Sarwar) | 100 | 20947.1834
Total Cost
viii. Inlets
1 | Excavation in foundation of building, bridges, and other structures, including dag belling, dressing refilling around structure with excavated earth, watering and ramming lead upto one chain (30m)and lift upto 5' (1.5 m) (b) in ordinary soil.By Manual | 1000 | 12209.0005
2 | Cement concrete plain including, placing, compacting, finishing and curing complete (including screening and washing of stones aggregate)
| a) Nominal mix ratio 1:4:8 | 100 | 1730.8731
| b) Nominal mix ratio 1:2:4 | 100 | 180.3656
3 | Pacca brick work other than buildings upto 10 feet height. Cement sand mortar ratio 1:4 | 100 | 2798.8875
4 | Providing and laying reinforced cement concrete (including prestressed concrete), using Sulphate resisting cement; coarse sand and screened graded and washed aggregate, in required shape and design, including forms, moulds, shuttering, lifting, compacting, curing, rendering and finishing exposed surface, complete 2) Plastering done under soffit of R.C.C. (but excluding the cost of steel reinforcement, its fabrication and placing in position etc.)
| a) Reinforced cement concrete in roof slab, beams, columns lintels, girders and other structural members laid in situ or precast laid in position, or prestressed members cast in situ, complete in all respects. Type B (nominal mix 1:1.5:3) | 1 | 2314.125
| b) Reinforcement cement concrete in slab of rafts/strip foundation, base slab of column and retaining walls, etc and other structural members not requiring form work(i.e horizontal shuttering) complete in all respect: Type B (Nominal Mix 1:1.5:3 ) | 1 | 796.5
5 | Providing and Fabrication of mild steel reinforcement for cement concrete, including cutting, bending, laying in position, making joints and fastenings, including cost of binding wire and labour charges for binding of steel reinforcement (also includes removal of rust from bars):- Deformed bars (Grade-60). | 100 | 9331.875
6 | Providing and laying dry, hand packed stone apron as per drawing | 100 | 2649.9022
14 | Rehandling of earthwork:Upto a lead of 50 ft. (15 m). | 1000 | 4720
15 | Carriage of 100 Cf t. (2.83 cu.m) of all materials like stone aggregate, spawl, kankar lime (unslaked), surkhi , etc. or 150 Cf t. (4.25 cu.m) timber, by truck or by any othermeans owned by the contractor from Sakhi Sarwar Quarry to site 275 Km including first 11KM hilly area.
i | PCC 1:4:8 | 100 | 1661.6382
i | PCC 1:2:4 | 100 | 158.7217
ii | RCC 1:1.5:3 | 100 | 2612.925
iii | Dry Hand Pack Stone | 100 | 3577.368
Total Cost
10. D-3 Drain (RD 0+000 to 12+524)
i. Earthwork
1 | Earthwork excavation in irrigation channels, drains, etc. to designed section, grades and profiles, excavated material disposed off and dressed within 50 ft. (15 m) lead:- (In Banks) | 1000 | 1671902.14
2 | Dressing and levelling of earthwork to designed section etc complete in ii) ordinary or hard soil soil | 1000 | 1638852.06
3 | Transportation of earth all types when the total distance, including the lead covered in the item of work , is more than 1000 ft.
| a) 500 ft | 1000 | 10467.5
| b) 750 ft | 1000 | 23965
| c) 1000 ft | 1000 | 5747.5
4 | Borrowpit excavation undressed lead upto 100 ft (30 metre) in a) ordinary soil with | 1000
| a) 1 mile | 1000 | 159193.8
7 | Providing and erection at site of work:- iii) R.C.C. boundary pillar. (Complete in all respect including transportation, Cement concrete foundation, fixing, painting and lettering etc) | 1 | 130
ii. Data Board:
1 | Excavation in foundation of building bridges and other structures including dagbelling, dressing, refilling around structure with excavated earth, watering and ramming lead upto one chain and lift upto 5 ft. in ordinary soil | 1000 | 98
2 | Cement concrete plain including, placing, compacting, finishing and curing complete (including screening and washing of stones aggregate)
| a) Nominal mix ratio 1:4:8 | 100 | 24.5
3 | Pacca brick work in foundation and plinth in cement sand mortar ratio 1:6. | 100 | 97.5
4 | Providing and laying damp proof course of cement 1:2:4 (using cement, sand and shingle), including bitumen coating with with 2 coats of bitumen: 1½" thick (40 mm). | 100 | 39
5 | Pacca brick work other than building upto 10 ft. height in cement sand mortor ratio 1:3 | 100 | 81.7031
6 | Cement plaster 1:4 upto 20 ft. height, 3/8" thick | 100 | 230.65
7 | Providing and applying weather shield paint of approved quality on external surface of building including preparation of surface, application of primer complete in all respect white. | 100 | 230.65
8 | Writing letter or figures per letter per inch height | 1 | 500
9 | Carriage of 100 Cf t. (2.83 cu.m) of all materials like stone aggregate, spawl, kankar lime (unslaked), surkhi , etc. or 150 Cf t. (4.25 cu.m) timber, by truck or by any othermeans owned by the contractor from Sakhi Sarwar Quarry to site 275 Km including first 11KM hilly area.
| DPC | 100 | 4.29
iii. RD Marks:
1 | Precast reinfoced cement concrete type "C" 1:2:4. | 1 | 22.36
2 | Fabrication of mild steel reinforcement for cement concrete including cutting bending laying in position etc. complete in all respect. (deformed bars) Grade 40 | 100 | 51.09
3 | Carriage of consignment job upto 5 KMs Average | 1 | 13
4 | Placing boundary pillars in position, including digging pits. | 1 | 13
5 | Preparing surface and painting with emulation paint 3 coat. | 100 | 45.5
6 | Writing letter or firgures per letter per inch height (three figure each side). | 1 | 130
7 | Carriage of 100 Cf t. (2.83 cu.m) of all materials like stone aggregate, spawl, kankar lime (unslaked), surkhi , etc. or 150 Cf t. (4.25 cu.m) timber, by truck or by any othermeans owned by the contractor from Sakhi Sarwar Quarry to site 275 Km including first 11KM hilly area.
ii | PCC 1:2:4 | 100 | 19.6768
Total Cost
iv. Water Course
1 | Excavation in foundation of building, bridges and other structures, including dagbelling, dressing, refilling around structure with excavated earth, watering and ramming lead up to one chain and lift upto 5 ft. In ordinary soil (above 5 ft depth) | 1000 | 15395.3007
2 | Extra for slush or Daldal including dewatering. | 1000 | 15395.3007
3 | Cement concrete plain including, placing, compacting, finishing and curing complete (including screening and washing of stones aggregate)
| a) Nominal mix ratio 1:4:8 | 100 | 1785.025
| b) Nominal mix ratio 1:2:4 | 100 | 238
4 | Providing and fabrication of mild steel reinforcement for cement concrete, including cutting , bending, laying in position, making joints and fastening, including cost of binding wire and labour charges for binding of steel reinforcement(also includes removal of rust from bars). Deformed Bars (Grade 60) | 100 | 45010.3261
5 | Providing and laying reinforced cement concrete (including prestressed concrete), using Sulphate resisting cement; coarse sand and screened graded and washed aggregate, in required shape and design, including forms, moulds, shuttering, lifting, compacting, curing, rendering and finishing exposed surface, complete 2) Plastering done under soffit of R.C.C. (but excluding the cost of steel reinforcement, its fabrication and placing in position etc.)
| a) Reinforced cement concrete in roof slab, beams, columns lintels, girders and other structural members laid in situ or precast laid in position, or prestressed members cast in situ, complete in all respects. Type B (nominal mix 1:1.5:3) | 1 | 9694.237
| b) Reinforcement cement concrete in slab of rafts/strip foundation, base slab of column and retaining walls, etc and other structural members not requiring form work(i.e horizontal shuttering) complete in all respect: Type B (Nominal Mix 1:1.5:3 ) | 1 | 5309.205
6 | Bitumen coating to plastered or cement concrete surface. 14 lbs per 100 Sft (6.35 Kg. per Sq.m) | 100 | 5822.7498
7 | Pacca brick work other than buildings upto 10 feet height. Cement sand mortar ratio 1:4 | 100 | 560
8 | Providing and embedding 10"(250mm) wide PVC water stopper in expansion joints of RCC structures (Retaining walls, water tanks, Slabs) complete in all respect. 10mm thick | 1 | 1373.78
9 | Providing and placing poly sulphide joint sealent 1" wide and 1" deep. | 1 | 470
10 | Rehandling of earthwork:Upto a lead of 50 ft. (15 m). | 1000 | 28000
11 | Carriage of 100 Cf t. (2.83 cu.m) of all materials like stone aggregate, spawl, kankar lime (unslaked), surkhi , etc. or 150 Cf t. (4.25 cu.m) timber, by truck or by any othermeans owned by the contractor from Sakhi Sarwar Quarry to site 275 Km including first 11KM hilly area.
i | PCC 1:4:8 | 100 | 1713.624
ii | PCC 1:2:4 | 100 | 209.44
iii | RCC 1.1.5.3 | 100 | 12602.8913
Total Cost:
v. Culverts
1 | Excavation in foundation of building, bridges and other structures, including dagbelling, dressing, refilling around structure with excavated earth, watering and ramming lead up to one chain and lift upto 5 ft. In ordinary soil (above 5 ft depth) | 1000 | 21204.3273
2 | Cement concrete plain including, placing, compacting, finishing and curing complete (including screening and washing of stones aggregate)
| a) Nominal mix ratio 1:4:8 | 100 | 564.5
3 | Providing and fabrication of mild steel reinforcement for cement concrete, including cutting , bending, laying in position, making joints and fastening, including cost of binding wire and labour charges for binding of steel reinforcement(also includes removal of rust from bars). Deformed Bars (Grade 60) | 100 | 22179.1235
4 | Providing and laying reinforced cement concrete (including prestressed concrete), using Sulphate resisting cement; coarse sand and screened graded and washed aggregate, in required shape and design, including forms, moulds, shuttering, lifting, compacting, curing, rendering and finishing exposed surface, complete 2) Plastering done under soffit of R.C.C. (but excluding the cost of steel reinforcement, its fabrication and placing in position etc.)
| a) Reinforced cement concrete in roof slab, beams, columns lintels, girders and other structural members laid in situ or precast laid in position, or prestressed members cast in situ, complete in all respects. Type B (nominal mix 1:1.5:3) | 1 | 5135.0412
| b) Reinforcement cement concrete in slab of rafts/strip foundation, base slab of column and retaining walls, etc and other structural members not requiring form work(i.e horizontal shuttering) complete in all respect: Type B (Nominal Mix 1:1.5:3 ) | 1 | 2258
5 | Bitumen coating to plastered or cement concrete surface. 14 lbs per 100 Sft (6.35 Kg. per Sq.m) | 100 | 4909.2812
6 | Supply and erection PVC pipe for recessed wiring (main and sub-main) purpose, including bends, specials, etc. in floor, wall or trenches:- 80mm dia (3 inch) | 1 | 22.5
7 | Providing and laying sub-base course of stone productof approved quality and grade, including placing, mixing, spreading and compaction of sub-base material torequired depth, camber, grade to achieve 100% maximum modified AASHO dry density, including carriage of all material to site of work except gravel and. aggregate. Crushed stone aggregate. | 100 | 350
8 | Providing and laying base course of crushed stone aggregate of approved quality and grade, and supply and spreading of stone screening, including placing, mixing,spreading and compaction of base course material to required depth, camber and grade to achieve 100% maximum modified AASHO dry density, including carriage of all materials to site of work except gravel and. aggregate. | 100 | 350
9 | Providing and laying road edging of 3" (75 mm) wide and | 1 | 100
10 | Providing surface treatment of roads,including supply of bitumen and bajri/crushed stone aggregate of approved quality,including cleaning of road surface,heating,spraying bitumen,spreading bajri and rollingetc.complete including carriageof all material stosite of work excep tbajjri/crushed stone aggregate for which supplywithin 3miles(5.0km)isincluded in the rate.
a | 1st coat 35 lbs. bitumen, and 4 Cft. bajri of nominal size 1" (25 mm) per 100 sq. feet or 1.72 Kg bitumen and 0.017 cu.metre bajri per square metre.. | 100 | 700
b | 2nd coat 18 lbs. bitumen, and 2 Cft. bajri of nominal size ½" (13 mm) per %sft or 1.23 Kg bitumen and 0.008 cu. metre bajri per sq.metre. | 100 | 700
c | 3rd coat 14 lbs. bitumen, and 1.5 Cft. bajri of nominal size ¼" (6 mm) per %sft or 0.69 Kg bitumen and 0.005 cubic metre bajjri per sq.metre. | 100 | 700
11 | Dismantling and removing road pavement, etc.,including screening and stacking of byproducts upto one chain lead (30 metre). | 100 | 600
12 | Barrow pit excavation undressed lead up to 100 ft in ordinary soil. | 1000 | 6400
13 | Rehandling of earthwork:Upto a lead of 50 ft. (15 m). | 1000 | 24812.8
14 | Carriage of 100 Cf t. (2.83 cu.m) of all materials like stone aggregate, spawl, kankar lime (unslaked), surkhi , etc. or 150 Cf t. (4.25 cu.m) timber, by truck or by any othermeans owned by the contractor from Sakhi Sarwar Quarry to site 275 Km including first 11KM hilly area.
i | PCC 1:4:8 | 100 | 541.92
ii | RCC 1:1.5:3 | 100 | 6210.1546
iii | Base | 100 | 427
iii | T.S.T | 100 | 52.5
Total Cost
vi. Pump House No: 6 (D-3 Drain at RD 0+100)
1 | Excavation in foundation of building, bridges and other structures, including dagbelling, dressing, refilling around structure with excavated earth, watering and ramming lead up to one chain and lift upto 5 ft. In ordinary soil (above 5 ft depth) | 1000 | 21403.7907
2 | Extra for slush or Daldal including dewatering. | 1000 | 21403.7907
Cement concrete plain including, placing, compacting, finishing and curing complete (including screening and washing of stones aggregate)
3 | a) Nominal mix ratio 1:4:8 | 100 | 736.1262
4 | b) Nominal mix ratio 1:2:4 | 100 | 432.536
5 | Providing and fabrication of mild steel reinforcement for cement concrete, including cutting , bending, laying in position, making joints and fastening, including cost of binding wire and labour charges for binding of steel reinforcement (also includes removal of rust from bars).Deformed Bars (Grade 60) | 100 | 40760.5282
Providing and laying reinforced cement concrete (including prestressed concrete), using Sulphate resisting cement; coarse sand and screened graded and washed aggregate, in required shape and design, including forms, moulds, shuttering, lifting, compacting, curing, rendering and finishing exposed surface, complete 2) Plastering done under soffit of R.C.C. (but excluding the cost of steel reinforcement, its fabrication and placing in position etc.)
6 | a) Reinforced cement concrete in roof slab, beams, columns lintels, girders and other structural members laid in situ or precast laid in position, or prestressed members cast in situ, complete in all respects. Type B (nominal mix 1:1.5:3) | 1 | 5794.4625
7 | b) Reinforcement cement concrete in slab of rafts/strip foundation, base slab of column and retaining walls, etc and other structural members not requiring form work(i.e horizontal shuttering) complete in all respect: Type B (Nominal Mix 1:1.5:3 ) | 1 | 3263.4326
8 | Bitumen coating to plastered or cement concrete surface. 14 lbs per 100 Sft (6.35 Kg. per Sq.m) | 100 | 3489.5022
9 | Single layer of tiles 9"x4½"x1½" (225x113x40 mm) laid over 4"(100 mm) earth and 1" (25 mm) mud plaster without Bhoosa, grouted with cement sand 1:3 on top of RCC roof slab, provided with 34 lbs. per %Sft. or 1.72 Kg/Sq.m bitumen coating sand blinded. | 100 | 648.7825
10 | Providing and laying polythene sheet under floor or roof complete 500 gauge. | 1 | 648.7825
11 | Providing, laying, cutting, jointing, testing and disinfecting PVC/ uPVC pipe line with `B' Class working pressure complete in all respects:- 4" i/d (100 mm) | 1 | 46
12 | Providing and installing P.V.C. bends, of B.S.S.b) 4" i/d | 1 | 4
13 | Making top khurra on roof 2' x 2' x 6". | 1 | 4
14 | Providing and fixing windows consisting of M.S. box section frame 2"x1½", (50x40mm) leaves frame 1½"x1" (40x25mm) box section frame for glazing 3/8"x3/8" (10x10mm) using 16 SWG sheet 'U' shaped rubber supported with 1"x1/8" (25x3mm) M.S. flat for fixing 3/16" (5 mm) thick glass panes M.S. box section ½"x½" (13x13mm) of 16 SWG for fixing 24 SWG wire gauze on outer side by means of ¾"x1/8" (20x3mm) M.S. flat and screws including grill of M.S. flat ½"x1/8" (13x3mm) or ¼"x¼" (6x6mm) square bar with independent frame of ½"x½" (13x13mm) box section of 16 SWG i/c all C.P. fitting and painting 3 coats complete in all respect. | 1 | 271.92
15 | Making and fixing steel grated door with 1/16" thick 1.5mm) sheeting, including angle iron frame 2"x2"x3/8" (50x50x10 mm) and ¾" (20 mm) square bars 4" (100 mm) | 1 | 176
16 | Distempering:- 2 coats | 100 | 2528.601
17 | Providing and applying weather shield paint of approved quality on external surface of building including preparation of surface, application of primer complete in all respect: | 100 | 2362.251
18 | Preparing surface and painting of doors and windows any type (including edges):- | 100 | 168
19 | Providing and fixing 1¼x1¼"x3/16" (31x31x5 mm) angle" iron step, in manhole chambers, including carriage and setting the same in work to correct lines and levels. | 1 | 28
21 | Providing and fixing trash rack as per drawing | 1 | 184
22 | Providing and layingTuff Pavers, having 7000PSI ,crushing strength of approved manufa cturer, over2"to3" sand cushion i/c grouting withsand in joints i/c finishing to require slope . complete in all respect. (50% Grey / 50% Coloured) 60-mm thick | 1 | 1417.6664
23 | Providing & laying graded bajri ½" to 2" gauge on level (including carriage). | 100 | 272.49
24 | 1½"(40 mm) thick mosaic flooring, consisting of ½ " mosaic topping of one part of cement and marble powder in the ratio of 3:1 and two parts of marble chips, laid over 1"(25 mm) thick floor of 1:2:4 cement concrete, including rubbing and polishing complete with finishing :-using grey cement | 100 | 648.7825
25 | Mosaic dado or skirting with one part of cement and marble powder in the ratio of 3:1 and two parts of marble chips, laid over ½"(13 mm) thick cement plaster 1:3, including rubbing and polishing, complete with finishing:(a) using grey cement: i) 1/2"(13 mm) thick | 100 | 53.42
26 | Providing and fixing marble strip of any shade for dividing the mosaic flooring into panels(a) Size 1½" x 3/8" (40 x 10 mm) | 1 | 389.75
27 | Providing and embedding 10"(250mm) wide PVC water stopper in expansion joints of RCC structures (Retaining walls, water tanks, Slabs) complete in all respect. 10mm thick | 1 | 176.57
28 | Supply and erection of PVC pipe for wiring recessed in walls, including inspection boxes, pull boxes, hooks, cutting jharries and repairing surface, etc. complete with all specials.
| a) 20mm (3/4") i/d. | 1 | 100
| b) 25 mm (1") i/d | 1 | 100
29 | Supply and erection of single core PVC insulated copper conductor cables, in prepaid P.V.C. pile/M.S. conduit/G.I. pipe/wooden strip batten/wooden casing and caping/G.I. wire/trenches (rate for cables only) (a) 250/440 volts, P.V.C. insulated.
| a) 3/0.74mm (3/0.029"). | 1 | 250
| b) 7/0.74mm (7/0.029"). | 1 | 200
30 | Supply and connection of M.S. sheet box of 16 SWG, 10 cm (4") deep with 4.75 mm thick (3/16") bakelite sheet top, for recessed wiring, including making holes for regulators switches, plugs etc.
| b) 17.5 x 10 cm (7" x 4"). | 1 | 3
31 | Supply and erection of switches 5 amp. Piano Type. | 1 | 20
32 | Supply and erection of backlite button holder shade, large size. | 1 | 5
33 | Supply and erection of ceiling rose, bakelite. | 1 | 5
34 | Suppling,Installation and comissioning of MCB (Miniature Circuit Breaker) of specified rating made of LEGRAND FRANCE/ GE U.S.A / SCHNEIDER GERMANY /SIEMEN GERMAN/TERASAKI JAPAN/ ABB SWITZERLAND in prelaid DBs and Panels i/c the cost of screwes,necessary wire completb) Double Pole(iii) 6-63 Amp (10 KA) | 1 | 1
35 | Suppling,Installation and comissioning of MCB (Miniature Circuit Breaker) of specified rating made of LEGRAND FRANCE/ GE U.S.A / SCHNEIDER GERMANY /SIEMEN GERMAN/TERASAKI JAPAN/ ABB SWITZERLAND in prelaid DBs and Panels i/c the cost of screwes,necessary wire complet Single Pole(iii) 6-63 Amp (10 KA) | 1 | 2
36 | Providing and fixing Pakistan Energy Label NEECA approved Copper winded wall bracket Fan i/c the cost of necessary cable and hardware for connection as approved and directed by Engineer Incharge.ii) 24" Sweep dia | 1 | 4
37 | Supply and erection of tube light, including rod, choke, starter with frame, flexible wire, including connection from ceiling rose, etc., complete ii)single rod (40 watts) with one choke and one starter. | 1 | 5
Lining Portion
38 | Barrow pit excavation undressed lead up to 100 ft in ordinary soil. | 1000 | 14034.925
39 | Compaction of earth work with power Road Roller, i.c ploughing mixing, moistening earth to optimum moisture content in layer etc; complete 90 % maximum modified AASHO dry denisty | 1000 | 14034.925
40 | Earthwork excavation in irrigation channels, drains, etc. to designed section, grades and profiles, excavated material disposed off undressed within 50 ft. (15 m) lead:- ordinary Soil | 1000 | 4319.855
Cement plaster 1.5" (40 mm) thick ratio 1:6:-
41 | a) In bed | 100 | 700
42 | b) On slope | 100 | 1168
Cement concrete lining, using washed screened and graded stone aggregate:-
43 | a) In bed, ratio 1:2:4 | 100 | 239.75
44 | b) On slope, ratio 1:2:4 | 100 | 400.04
45 | Providing and placing cement, sand and bituminous joint sealant in ratio 1:2:3, 1/2" wide, 1" deep. | 1 | 186.8
46 | Bitumen coating to plastered or cement concrete surface:- 10 lbs. per 100 Sft. | 100 | 93.4
Stone Pitching Work
47 | Earthwork in excavation of drains in irrigation channels through excavater / draglines in all kind of soil and conditions | 1000 | 6208.72
48 | Providing and laying stone pitching/filling, dry hand packed, as filling behind retaining walls or in pitching and aprons as per drawing. (excuding carriage) | 100 | 6208.72
49 | Formation dressing and preparing subgrade, on slope | 100 | 3457.1106
50 | Formation dressing and preparing subgrade, in bed. | 100 | 524.66
51 | Providing & laying graded bajri ⅛" to ½"gauge on slope (including carriage). | 100 | 1140.89
52 | Providing & laying graded bajri ½" to 2" gauge on slope (including carriage). | 100 | 1140.89
53 | Providing & laying graded bajri ⅛" to ½"gauge on level (including carriage). | 100 | 173.14
54 | Providing & laying graded bajri ½" to 2" gauge on level (including carriage). | 100 | 173.14
55 | Providing and laying stone pitching for top layer only on slope (excuding carriage) | 100 | 3457.25
56 | Providing and laying stone pitching for top layer only on level (excuding carriage) | 100 | 173.14
57 | Carriage of 100 Cft of all material like stone aggregate, spawl, kankar, lime (unsoaked) surkhi etc by truck or by any other means owned by the contractor, lead 275Km.(From Sakhi Sarwar) | 100 | 21997.2
Total Cost
vii. Inlets
1 | Excavation in foundation of building, bridges, and other structures, including dag belling, dressing refilling around structure with excavated earth, watering and ramming lead upto one chain (30m)and lift upto 5' (1.5 m) (b) in ordinary soil.By Manual | 1000 | 11890.3253
2 | Cement concrete plain including, placing, compacting, finishing and curing complete (including screening and washing of stones aggregate)
| a) Nominal mix ratio 1:4:8 | 100 | 1730.8731
| b) Nominal mix ratio 1:2:4 | 100 | 180.3656
3 | Pacca brick work other than buildings upto 10 feet height. Cement sand mortar ratio 1:4 | 100 | 2798.8875
4 | Providing and laying reinforced cement concrete (including prestressed concrete), using Sulphate resisting cement; coarse sand and screened graded and washed aggregate, in required shape and design, including forms, moulds, shuttering, lifting, compacting, curing, rendering and finishing exposed surface, complete 2) Plastering done under soffit of R.C.C. (but excluding the cost of steel reinforcement, its fabrication and placing in position etc.)
a) | a) Reinforced cement concrete in roof slab, beams, columns lintels, girders and other structural members laid in situ or precast laid in position, or prestressed members cast in situ, complete in all respects. Type B (nominal mix 1:1.5:3) | 1 | 2314.125
b) | b) Reinforcement cement concrete in slab of rafts/strip foundation, base slab of column and retaining walls, etc and other structural members not requiring form work(i.e horizontal shuttering) complete in all respect: Type B (Nominal Mix 1:1.5:3 ) | 1 | 796.5
5 | Providing and Fabrication of mild steel reinforcement for cement concrete, including cutting, bending, laying in position, making joints and fastenings, including cost of binding wire and labour charges for binding of steel reinforcement (also includes removal of rust from bars):- Deformed bars (Grade-60). | 100 | 9331.875
6 | Providing and laying dry, hand packed stone apron as per drawing | 100 | 2331.227
14 | Rehandling of earthwork:Upto a lead of 50 ft. (15 m). | 1000 | 4720
15 | Carriage of 100 Cf t. (2.83 cu.m) of all materials like stone aggregate, spawl, kankar lime (unslaked), surkhi , etc. or 150 Cf t. (4.25 cu.m) timber, by truck or by any othermeans owned by the contractor from Sakhi Sarwar Quarry to site 275 Km including first 11KM hilly area.
i | PCC 1:4:8 | 100 | 1661.6382
i | PCC 1:2:4 | 100 | 158.7217
ii | RCC 1:1.5:3 | 100 | 2612.925
iii | Dry Hand Pack Stone | 100 | 3147.1565
Total Cost
11. 1-L of D-1 Drain (RD 0+000 to 2+697)
i. Earthwork
1 | Earth Work in excavation of drains, irrigation channels through excavator/ drag lines in all kind of soil and conditions (dry, wet slush, daldal and under water ) including its disposal and preperation of working pad for operation of machinary. (rates includes 100ft lead) | 1000 | 307260.39
2 | Dressing and levelling of earthwork to designed section etc complete in ii) ordinary or hard soil soil | 1000 | 392780.145
3 | Transportation of earth all types when the total distance, including the lead covered in the item of work , is more than 1000 ft.
| c) 1000 ft | 1000 | 11732.79
3 | Borrowpit excavation undressed lead upto 100 ft (30 metre) in a) ordinary soil with | 1000
| a) 1000 ft | 1000 | 97969.465
4 | Providing and erection at site of work:- iii) R.C.C. boundary pillar. (Complete in all respect including transportation, Cement concrete foundation, fixing, painting and lettering etc) | 1 | 30
ii. Data Board:
1 | Excavation in foundation of building bridges and other structures including dagbelling, dressing, refilling around structure with excavated earth, watering and ramming lead upto one chain and lift upto 5 ft. in ordinary soil | 1000 | 98
2 | Cement concrete plain including, placing, compacting, finishing and curing complete (including screening and washing of stones aggregate)
| a) Nominal mix ratio 1:4:8 | 100 | 24.5
3 | Pacca brick work in foundation and plinth in cement sand mortar ratio 1:6. | 100 | 97.5
4 | Providing and laying damp proof course of cement 1:2:4 (using cement, sand and shingle), including bitumen coating with with 2 coats of bitumen: 1½" thick (40 mm). | 100 | 39
5 | Pacca brick work other than building upto 10 ft. height in cement sand mortor ratio 1:3 | 100 | 81.7031
6 | Cement plaster 1:4 upto 20 ft. height, 3/8" thick | 100 | 230.65
7 | Providing and applying weather shield paint of approved quality on external surface of building including preparation of surface, application of primer complete in all respect white. | 100 | 230.65
8 | Writing letter or figures per letter per inch height | 1 | 500
9 | Carriage of 100 Cf t. (2.83 cu.m) of all materials like stone aggregate, spawl, kankar lime (unslaked), surkhi , etc. or 150 Cf t. (4.25 cu.m) timber, by truck or by any othermeans owned by the contractor from Sakhi Sarwar Quarry to site 275 Km including first 11KM hilly area.
| DPC | 100 | 4.29
iii. RD Marks:
1 | Precast reinfoced cement concrete type "C" 1:2:4. | 1 | 5.16
2 | Fabrication of mild steel reinforcement for cement concrete including cutting bending laying in position etc. complete in all respect. (deformed bars) Grade 40 | 100 | 11.79
3 | Carriage of consignment job upto 5 KMs Average | 1 | 3
4 | Placing boundary pillars in position, including digging pits. | 1 | 3
5 | Preparing surface and painting with emulation paint 3 coat. | 100 | 10.5
6 | Writing letter or firgures per letter per inch height (three figure each side). | 1 | 30
7 | Carriage of 100 Cf t. (2.83 cu.m) of all materials like stone aggregate, spawl, kankar lime (unslaked), surkhi , etc. or 150 Cf t. (4.25 cu.m) timber, by truck or by any othermeans owned by the contractor from Sakhi Sarwar Quarry to site 275 Km including first 11KM hilly area.
ii | PCC 1:2:4 | 100 | 4.5408
Total Cost
iv. Water Course
1 | Excavation in foundation of building, bridges and other structures, including dagbelling, dressing, refilling around structure with excavated earth, watering and ramming lead up to one chain and lift upto 5 ft. In ordinary soil (above 5 ft depth) | 1000 | 1949.3305
2 | Extra for slush or Daldal including dewatering. | 1000 | 1949.3305
3 | Cement concrete plain including, placing, compacting, finishing and curing complete (including screening and washing of stones aggregate)
| a) Nominal mix ratio 1:4:8 | 100 | 458.7825
| b) Nominal mix ratio 1:2:4 | 100 | 68
4 | Providing and fabrication of mild steel reinforcement for cement concrete, including cutting , bending, laying in position, making joints and fastening, including cost of binding wire and labour charges for binding of steel reinforcement(also includes removal of rust from bars). Deformed Bars (Grade 60) | 100 | 9117.4862
5 | Providing and laying reinforced cement concrete (including prestressed concrete), using Sulphate resisting cement; coarse sand and screened graded and washed aggregate, in required shape and design, including forms, moulds, shuttering, lifting, compacting, curing, rendering and finishing exposed surface, complete 2) Plastering done under soffit of R.C.C. (but excluding the cost of steel reinforcement, its fabrication and placing in position etc.)
a) | a) Reinforced cement concrete in roof slab, beams, columns lintels, girders and other structural members laid in situ or precast laid in position, or prestressed members cast in situ, complete in all respects. Type B (nominal mix 1:1.5:3) | 1 | 1761.1121
b) | b) Reinforcement cement concrete in slab of rafts/strip foundation, base slab of column and retaining walls, etc and other structural members not requiring form work(i.e horizontal shuttering) complete in all respect: Type B (Nominal Mix 1:1.5:3 ) | 1 | 1278.05
6 | Bitumen coating to plastered or cement concrete surface. 14 lbs per 100 Sft (6.35 Kg. per Sq.m) | 100 | 986.2398
7 | Pacca brick work other than buildings upto 10 feet height. Cement sand mortar ratio 1:4 | 100 | 160
8 | Providing and embedding 10"(250mm) wide PVC water stopper in expansion joints of RCC structures (Retaining walls, water tanks, Slabs) complete in all respect. 10mm thick | 1 | 213.58
9 | Providing and placing poly sulphide joint sealent 1" wide and 1" deep. | 1 | 90
10 | Rehandling of earthwork:Upto a lead of 50 ft. (15 m). | 1000 | 8000
11 | Carriage of 100 Cf t. (2.83 cu.m) of all materials like stone aggregate, spawl, kankar lime (unslaked), surkhi , etc. or 150 Cf t. (4.25 cu.m) timber, by truck or by any othermeans owned by the contractor from Sakhi Sarwar Quarry to site 275 Km including first 11KM hilly area.
i | PCC 1:4:8 | 100 | 440.4312
ii | PCC 1:2:4 | 100 | 59.84
iii | RCC 1.1.5.3 | 100 | 2552.8961
Total Cost:
v. Culverts
1 | Excavation in foundation of building, bridges and other structures, including dagbelling, dressing, refilling around structure with excavated earth, watering and ramming lead up to one chain and lift upto 5 ft. In ordinary soil (above 5 ft depth) | 1000 | 11161.16
2 | Cement concrete plain including, placing, compacting, finishing and curing complete (including screening and washing of stones aggregate)
| a) Nominal mix ratio 1:4:8 | 100 | 252
3 | Providing and fabrication of mild steel reinforcement for cement concrete, including cutting , bending, laying in position, making joints and fastening, including cost of binding wire and labour charges for binding of steel reinforcement(also includes removal of rust from bars). Deformed Bars (Grade 60) | 100 | 10673.28
4 | Providing and laying reinforced cement concrete (including prestressed concrete), using Sulphate resisting cement; coarse sand and screened graded and washed aggregate, in required shape and design, including forms, moulds, shuttering, lifting, compacting, curing, rendering and finishing exposed surface, complete 2) Plastering done under soffit of R.C.C. (but excluding the cost of steel reinforcement, its fabrication and placing in position etc.)
a) | a) Reinforced cement concrete in roof slab, beams, columns lintels, girders and other structural members laid in situ or precast laid in position, or prestressed members cast in situ, complete in all respects. Type B (nominal mix 1:1.5:3) | 1 | 2549.76
b) | b) Reinforcement cement concrete in slab of rafts/strip foundation, base slab of column and retaining walls, etc and other structural members not requiring form work(i.e horizontal shuttering) complete in all respect: Type B (Nominal Mix 1:1.5:3 ) | 1 | 1008
5 | Bitumen coating to plastered or cement concrete surface. 14 lbs per 100 Sft (6.35 Kg. per Sq.m) | 100 | 2884.8
6 | Supply and erection PVC pipe for recessed wiring (main and sub-main) purpose, including bends, specials, etc. in floor, wall or trenches:- 80mm dia (3 inch) | 1 | 13.5
7 | Rehandling of earthwork:Upto a lead of 50 ft. (15 m). | 1000 | 11520
18 | Carriage of 100 Cf t. (2.83 cu.m) of all materials like stone aggregate, spawl, kankar lime (unslaked), surkhi , etc. or 150 Cf t. (4.25 cu.m) timber, by truck or by any othermeans owned by the contractor from Sakhi Sarwar Quarry to site 275 Km including first 11KM hilly area.
i | PCC 1:4:8 | 100 | 241.92
ii | RCC 1:1.5:3 | 100 | 2988.5184
Total Cost
vi. Inlets
1 | Excavation in foundation of building, bridges, and other structures, including dag belling, dressing refilling around structure with excavated earth, watering and ramming lead upto one chain (30m)and lift upto 5' (1.5 m) (b) in ordinary soil.By Manual | 1000 | 4728.651
2 | Cement concrete plain including, placing, compacting, finishing and curing complete (including screening and washing of stones aggregate)
| a) Nominal mix ratio 1:4:8 | 100 | 695.079
| b) Nominal mix ratio 1:2:4 | 100 | 72.1462
3 | Pacca brick work other than buildings upto 10 feet height. Cement sand mortar ratio 1:4 | 100 | 1119.555
4 | Providing and laying reinforced cement concrete (including prestressed concrete), using Sulphate resisting cement; coarse sand and screened graded and washed aggregate, in required shape and design, including forms, moulds, shuttering, lifting, compacting, curing, rendering and finishing exposed surface, complete 2) Plastering done under soffit of R.C.C. (but excluding the cost of steel reinforcement, its fabrication and placing in position etc.)
a) | a) Reinforced cement concrete in roof slab, beams, columns lintels, girders and other structural members laid in situ or precast laid in position, or prestressed members cast in situ, complete in all respects. Type B (nominal mix 1:1.5:3) | 1 | 938.25
b) | b) Reinforcement cement concrete in slab of rafts/strip foundation, base slab of column and retaining walls, etc and other structural members not requiring form work(i.e horizontal shuttering) complete in all respect: Type B (Nominal Mix 1:1.5:3 ) | 1 | 324
5 | Providing and Fabrication of mild steel reinforcement for cement concrete, including cutting, bending, laying in position, making joints and fastenings, including cost of binding wire and labour charges for binding of steel reinforcement (also includes removal of rust from bars):- Deformed bars (Grade-60). | 100 | 3786.75
6 | Providing and laying dry, hand packed stone apron as per drawing | 100 | 881.6472
7 | Rehandling of earthwork:Upto a lead of 50 ft. (15 m). | 1000 | 1920
8 | Carriage of 100 Cf t. (2.83 cu.m) of all materials like stone aggregate, spawl, kankar lime (unslaked), surkhi , etc. or 150 Cf t. (4.25 cu.m) timber, by truck or by any othermeans owned by the contractor from Sakhi Sarwar Quarry to site 275 Km including first 11KM hilly area.
i | PCC 1:4:8 | 100 | 667.2758
i | PCC 1:2:4 | 100 | 63.4887
ii | RCC 1:1.5:3 | 100 | 1060.29
iii | Dry Hand Pack Stone | 100 | 1190.2237
Total Cost
vii. Stone Pitching
1 | Earth Work in excavation of drains, irrigation channels through excavator/ drag lines in all kind of soil and conditions (dry, wet slush, daldal and under water ) including its disposal and preperation of working pad for operation of machinary. (rates includes 100ft lead) | 1000 | 148.5
2 | Providing and laying stone pitching/filling, dry hand packed, as filling behind retaining walls or in pitching and aprons. | 100 | 148.5
3 | Formation dressing and preparing subgrade, on slope | 100 | 422.73
4 | Formation dressing and preparing subgrade, in bed. | 100 | 126
5 | Providing and laying graded bajri 1/8" to 1/2" size on slope. | 100 | 139.5
6 | Providing and laying graded bajri 1/2" to 2" size on slope. | 100 | 139.5
7 | Providing and laying graded bajri 1/8" to 1/2" size on level. | 100 | 41.58
8 | Providing and laying graded bajri 1/2" to 2" size on level. | 100 | 41.58
9 | Providing and laying stone for top layer only, on slope. | 100 | 422.73
10 | Providing and laying stone for top layer only, on Level | 100 | 126
11 | Carriage of 100 Cft of all material like stone aggregate, spawl, kankar, lime (unsoaked) surkhi etc or 150 Cft of timber by truck or by any other means owned by the contractor, lead 275 Km. | 100 | 858.951
Total Cost
viii. Tube Well room
1 | Excavation in foundation of building, bridges, and other structures, including dag belling, dressing refilling around structure with excavated earth, watering and ramming lead upto one chain (30m)and lift upto 5' (1.5 m) (b) in ordinary soil.1)By Manual | 1000 | 544.8919
2 | Spraying termite proofing by using liquid FMC / Biflex/ Terminex Exin/Ms Hextaror equivalent@specified suspension concenterate (SC), MixingAbility-HEXTAR with Ratio (1:250)= 540 Sft or equivalent approved liquid applying with shower and certificate will be provided by the contractor for10-years complete in all respect.as approved by the Engineer Incharge. | 1 | 508.5
3 | Cement concrete plain including, placing, compacting, finishing and curing complete (including screening and washing of stones aggregate)
| a) Nominal mix ratio 1:4:8 | 100 | 105.6124
4 | Pacca brick work in foundation and plinth in cement sand mortar ratio 1:6. | 100 | 315.04
5 | Providing and laying damp proof course of cement 1:2:4 (using cement, sand and shingle), including bitumen coating with one coat of bitumen and one coat polythenesheet 500 gauge 1½" thick (40 mm). | 100 | 64.5
6 | Providing and laying vertical damp proof course with cement sand plaster and bitumen coating with one coat of bitumen and one coat of polythene sheet 500 gauge-Ratio 1:3 a) ½ " thick (13 mm) | 100 | 120
7 | Filling watering ramming earth under floors with surplus earth from foundation etc. | 1000 | 150
8 | Pacca brick work in ground floor. Cement sand mortar Ratio 1:4. | 100 | 290.9
9 | Providing and laying reinforced cement concrete (including prestressed concrete), using Sulphate resisting cement; coarse sand and screened graded and washed aggregate, in required shape and design, including forms, moulds, shuttering, lifting, compacting, curing, rendering and finishing exposed surface, complete 2) Plastering done under soffit of R.C.C. (but excluding the cost of steel reinforcement, its fabrication and placing in position etc.)
| a) Reinforced cement concrete in roof slab, beams, columns lintels, girders and other structural members laid in situ or precast laid in position, or prestressed members cast in situ, complete in all respects. Type B (nominal mix 1:2:4) | 1 | 154.1658
10 | b) Reinforcement cement concrete in slab of rafts/strip foundation, base slab of column and retaining walls, etc and other structural members not requiring form work(i.e horizontal shuttering) complete in all respect: Type B (Nominal Mix 1:2:4) | 1 | 18.4078
11 | Providing and Fabrication of mild steel reinforcement for cement concrete, including cutting, bending, laying in position, 13 making joints and fastenings, including cost of binding wire and labour charges for binding of steel reinforcement (also includes removal of rust from bars):- Deformed bars (Grade-60). | 100 | 1035.4417
12 | Providing and fixing windows consisting of M.S box section frame 2" x 1½" ( 50 x 40mm) Leaves frame 1½" x 1" (40 x 25 mm) box section frame for glazing 3/8" x 3/8" (10 x 10 mm) using 16 SWG sheet 'U' shaped rubber supported with 1" x 1/8" (25 x 3 mm) M.S. flat for fixing 3/16" (5 mm) thick glass panes M.S. box section 1/2" x 1/2" (13 x 13 mm) of 16 SWG for fixing 24 SWG wire gauge on outer side by means of 3/4" x 1/8" (20 x 3 mm) M.S. flat and screws including grill of M.S. flat 1/2" x 1/8" (13 x 3 mm) or 1/4" x 1/4" (6 x 6 mm) square bar with independent frame of 1/2" x 1/2" (13 x 13 mm) box section of 16 SWG i/c all C.P fitting and painting 3 coats complete in all respect. | 1 | 32
13 | Providing and fixing mild steel chowkat of doors windows C. windows etc. including holdfast making and threading 18 holes for hinges etc. complete 1½" x 1½" x 1/4" (40 x 40 x 6 mm) welded with M.S. flat 2" x 1/4" (50 m M.S. angle iron). | 1 | 40
14 | Making and fixing steel grated door with 1/16" thick sheeting, including angle iron frame 2" x 2" x 3/8"and 3/4" square bars 4" centre to centre. with locking arrangement (Two No.). | 1 | 49
15 | Providing and laying single layer of tile 9" x 4½" x 1½" laid over 4" earth and 1" thick mud plaster without bhoosa, grouted with cement mud (1:3) on top of R.C.C. roof, slab, provided with 34 lbs. per % Sft. Or 1.72 Kg./Sq.m. bitumen coating sand blinded. | 100 | 95.5625
16 | Providing and laying polythene sheet under floor or roof complete 500 gauge. | 1 | 99.5625
17 | Supplying and filling sand under floor or plugging in wells. | 100 | 40.9375
18 | Providing and laying watering and ramming brick ballast 1½" to 2" (40 mm to 50 mm) mixed with 25% sand for floor foundation complete in all respect. | 100 | 48.9375
19 | Cement concrete plain including, placing, compacting, finishing and curing complete (including screening and washing of stones aggregate)
| b) Nominal mix ratio 1:2:4 | 100 | 45.86
20 | Cement plaster 1:4 upto 20' (6.00 m) height 1/2" (13 mm) thick. | 100 | 568.305
21 | Cement plaster 3/8" (10 mm thick under soffit of R.C.C. roof slabs only, upto 20' height (Ratio 1:3). | 100 | 114.52
22 | Cement pointing struck joints on wall upto 20' (6m) height (a) Ratio 1:2 including extra cost of labour and material for red oxide pigment in cement pointing to match with the colour of bricks. | 100 | 489.875
23 | Providing, laying, cutting, jointing, testing and disinfecting PVC/ uPVC pipe line with `B' Class working pressure complete in all respects:- 4" i/d (100 mm) | 1 | 13
24 | Providing and installing P.V.C. bends, of B.S.S.b) 4" i/d | 1 | 2
25 | Making top khurra on roof 2' x 2' x 6". | 1 | 1
26 | Distempering:- 3 coat | 100 | 510.27
27 | Providing and applying weather shield paint of approved quality on external surface of building including preparation of surface, application of primer complete in all respect: | 100 | 172.555
28 | Preparing surface and painting of doors and windows any type (including edges):- | 100 | 89
29 | Fabrication of heavy steel work, with angle, tees, flat iron round iron and sheet iron for making trusses, girders, tanks, etc., including cutting, drilling, revitting, handling, assembling and fixing, but excluding erection in position. | 100 | 334.9587
30 | Supply and erection of PVC pipe for wiring recessed in walls, including inspection boxes, pull boxes, hooks, cutting jharries and repairing surface, etc. complete with all specials.
| a) 20mm (3/4") i/d. | 1 | 60
| b) 25 mm (1") i/d | 1 | 30
| c) 50 mm (2") i/d | 1 | 15
31 | Supply and erection of single core PVC insulated copper conductor cables, in prepaid P.V.C. pile/M.S. conduit/G.I. pipe/wooden strip batten/wooden casing and caping/G.I. wire/trenches (rate for cables only) (a) 250/440 volts, P.V.C. insulated.
| a) 3/0.74mm (3/0.029"). | 1 | 180
| b) 7/0.74mm (7/0.029"). | 1 | 60
32 | Supply and erection of copper conductor cable for service connection in prepaid pipe/G.I. wire/trenches, etc. (rate for cable only) (a) PVC insulated, PVC sheathed, twin core, 250/440 volts 7/0.44" (7/1.12mm). | 1 | 40
33 | Supply and connection of M.S. sheet box of 16 SWG, 10 cm (4") deep with 4.75 mm thick (3/16") bakelite sheet top, for recessed wiring, including making holes for regulators switches, plugs etc.
| a) 10 x 10 cm (4" x 4"). | 1 | 1
| b) 17.5 x 10 cm (7" x 4"). | 1 | 1
| c) 22.5 x 10 cm (9" x 4"). | 1 | 1
34 | Supply and erection of switches 5 amp. Piano Type. | 1 | 20
35 | Supply and erection of ceiling rose, bakelite. | 1 | 4
36 | Supply and erection of wall socket with 3 pin 5 amp shoe. | 1 | 2
37 | Supply and erection of 3 pin switch and plug combined recessed type (ii) 10/15 amp. | 1 | 1
38 | P/F wall mounted DB (Distribution Board) made with 16SWG Sheet (Recessded/Surface mounted Type), Powder coated Paint, i/c the cost of Lock, Indication lights,Thimble, Copper Comb, Wiring, Netural & Earth Bar, Door Earthing, Digital Voltmeter,Digital Ammeter,Volt Selector Switch,Ammeter selector switch,Current Transformers and Controles Complete in all respect as approved and directed by the Engineer Incharge (Breakers will be Paid Separately)(a) 6" deep (i) 20~60A | 1 | 1
39 | Suppling,Installation and comissioning of MCB (Miniature Circuit Breaker) of specified rating made of LEGRAND FRANCE/ GE U.S.A / SCHNEIDER GERMANY /SIEMEN GERMAN/TERASAKI JAPAN/ ABB SWITZERLAND in prelaid DBs and Panels i/c the cost of screwes,necessary wire complet Single Pole(iii) 6-63 Amp (10 KA) | 1 | 6
40 | Supplying, Installation and commissioning of MCCB (Moulded Case Circuit Breaker)of specified rating made of LEGRAND FRANCE /GEU.S.A/ SCHNEIDER GERMANY/ TERASAKI JAPAN/ SIEMEN/ ABBSWITZERLAND or approved equivalent manufacturer (withfixedThermal-MagneticTrip)in prelaid DB sand Panels i/c the cost of screws, necessary wire complete in all respect as approved and directed by the EngineerIncharge. a) Triple Pole (ii) 15-100 Amp (10 KA,15KA) | 1 | 2
41 | Supplying, Installation and commissioning of MCCB (Moulded Case Circuit Breaker)of specified rating made of LEGRAND FRANCE /GEU.S.A/ SCHNEIDER GERMANY/ TERASAKI JAPAN/ SIEMEN/ ABBS WITZERLAND or approved equivalent manufacturer (withfixedThermal-MagneticTrip)in prelaid DB sand Panels i/c the cost of screws, necessary wire complete in all respect as approved and directed by the EngineerIncharge. a) Triple Pole With Adjustable Thermal-Magnetic Trip /Electronic Trip (60-100%) (i) 25-100 Amp | 1 | 1
42 | Supply and erection of tube light, including rod, choke, starter with frame, flexible wire, including connection from ceiling rose, etc., complete ii)single rod (40 watts) with one choke and one starter. | 1 | 3
43 | Supply and erection of bakelite button holder shade, large size | 1 | 3
44 | Carriage of 100 Cf t. (2.83 cu.m) of all materials like stone aggregate, spawl, kankar lime (unslaked), surkhi , etc. or 150 Cf t. (4.25 cu.m) timber, by truck or by any othermeans owned by the contractor from Sakhi Sarwar Quarry to site 275 Km including first 11KM hilly area.
i | PCC 1:4:8 | 100 | 101.3879
ii | PCC 1:2:4 | 100 | 40.3568
iii | RCC 1.2.4 | 100 | 151.8648
iv | DPC 1.2.4 | 100 | 7.095
Total Cost:
12. Electrical Work (All New drainage system incuding Jarewala Drain)
1. Installation of Complete Electricity HT/LT Network Sub Stations for Tubewells and Pump Stations at D1 Main Drain System, Jarewala Drain System and Manthar Drain.
1.1 Cost of 11 KV Line
1 | HT Spun Pole 45' | No | 25
2 | HT S/STRUCTURE Pole 36' | No | 700
3 | Earthing | No | 700
4 | Steel -X-ARMS | No | 1000
5 | 11-KV Disc: Insulator | No | 1500
6 | Eye Nut/Ahchore Shakle/D.End Clump | No | 1200
7 | 11KV Pin Insulator with Pins | No | 250
8 | D-Shakel + Spool Insulator | No | 1000
9 | DA Bolts | No | 700
10 | Nuts & Bolts 14" | No | 500
11 | Nuts & Bolts 12" | No | 500
12 | Nuts & Bolts 02" | No | 200
13 | Stay Rod + stay strips Complete | No | 150
14 | Stay Wire | m | 1200
15 | ACSR Rabbit Conductor | No | 55000
Total:
1.2 Cost of Sub Station
1 | Transformer 400-KVA | No | 2
2 | Transformer 100-KVA | No | 5
3 | Transformer 50-KVA | No | 5
4 | Transformer 25-KVA | No | 40
5 | Earthing | No | 120
6 | Steel -X-ARMS | No | 700
7 | 11KV Pin Insulator with Pins | No | 2100
8 | Plate form D/Edge | No | 60
9 | ACSR Rabbit Conductor | No | 3200
10 | Nuts & Bolts | No | 500
11 | D-Fues Fitting Set | No | 150
12 | Steel Crass arm for D fuse Mounting | No | 50
13 | LT Capacitor | No | 50
14 | LT Spun Pole 31' | No | 500
15 | street light pole bracket 30 mm (1¼") G.I. pipe 2 metre long, complete with 2 No. pole clamp. (Ch-24) [Pump station + Tubewell Rooms) | No | 200
16 | Supply and erection of pole mounted street light, holders, shade and glass, etc., for fitting 125/250 watts mercury vapour lamp (excluding cost of lamps): ii) Philips design (Ch 24) [Pump station + Tubewell Rooms) | No | 200
17 | Supply and fitting of mercury vapour lamp, complete with choke set ii) 250 watt lamp (Ch 24) [Pump station + Tubewell Rooms) | No | 200
Total:
1.3 Cost of Metering
1 | PVC 4/C Cable 19.083 (70mm Armoured | No | 5000
2 | AMR METER HT/LT Type (bi-directional) | No | 50
3 | ATB A-Type 100/5 | No | 10
4 | Earthing | No | 20
5 | CTs 100/5 Amp | No | 80
Total:
1.4 Installation Charges 20%
1 | (A) Cost of 11 KV Line material | No | 1
2 | (B) Cost of Sub Station material | No | 1
3 | (c.) Cost of service and Metering material | No | 1
Total:
1.5 Earthing Charges
1 | Earthing Pit & Material will be provided by consumer | No | 1
Total:
1.6 Foundation / Contractor Charges
1 | Contractor Charges/ Foundation Charges 60000 x 700 | No | 1
Total:
1.7 Less Charges of Return to store (Healthy) Material
1 | Feeder Rehablitation Charges / Security | No | 1
Total:
Total:
2. Installation of Complete Electricity HT/LT Network Sub Stations for Tubewells and Pump Stations at D2 Drain PS-5, D3 Drain PS-6, PS-3 and Manthar Drain
2.1 NEAR SCARP T/WELL NO.M-29 IN RESPECT OF MEPCO DIVISION
1 | 25 KVATRANSFORMER | Ea | 1
2 | S/STRUCTURE PLATEFORM | Ea | 1
3 | HT PCC POLE | Ea | 3
4 | Steel -X-ARMS | Ea | 9
5 | D-Fuse Fitting | Ea | 3
6 | ACSR RABBIT | M | 930
7 | AMR METER | Ea | 1
8 | Pin Insulator with Pins | Ea | 9
9 | 11 KV Disc | Ea | 6
10 | Stay Rods | Ea | 4
11 | Stay Wire | kg | 110
12 | Earth Rods | Ea | 7
13 | PVC 4/C 19/.052 | M | 30
14 | Nuts & Bolts | L/S | 1
Total:
20% Installation Charges
| Civil Work Charges (Contactor Charges) | Ea | 3
SECURITY
Total:
2.2 NEAR SCARP T/WELL NO.M-26 IN RESPECT OF MEPCO DIVISION
1 | 25 KVATRANSFORMER | Ea | 1
2 | S/STRUCTURE PLATEFORM | Ea | 1
3 | HT PCC POLE | Ea | 1
4 | Steel -X-ARMS | Ea | 3
5 | D-Fuse Fitting | Ea | 3
6 | ACSR RABBIT | M | 30
7 | AMR METER | Ea | 1
8 | Pin Insulator with Pins | Ea | 6
9 | Stay Wire | kg | 30
10 | Earth Rods | Ea | 3
11 | PVC 4/C 19/.052 | M | 30
12 | Nuts & Bolts | L/S | 1
Total:
20% Installation Charges
| Civil Work Charges (Contactor Charges) | Ea | 1
SECURITY
Total:
2.3 NEAR SCARP T/WELL NO.M-128 IN RESPECT OF MEPCO DIVISION
1 | 25 KVATRANSFORMER | Ea | 1
2 | S/STRUCTURE PLATEFORM | Ea | 1
3 | HT PCC POLE | Ea | 1
4 | Steel -X-ARMS | Ea | 6
5 | D-Fuse Fitting | Ea | 3
6 | ACSR RABBIT | M | 380
7 | AMR METER | Ea | 1
8 | Pin lnsulator with Pins | Ea | 6
9 | 11 KV Disc | Ea | 6
10 | Stay Rods | Ea | 2
11 | Stay Wire | kg | 60
12 | Earth Rods | Ea | 4
13 | PVC 4/C 19/.052 | M | 30
14 | Nuts & Bolts | L/S | 1
Total:
20% Installation Charges
| Civil Work Charges (Contactor Charges) | Ea | 1
SECURITY
Total:
2.4 NEAR SCARP T/WELL NO.M-32 IN RESPECT OF MEPCO DIVISION
1 | 25 KVATRANSFORMER | Ea | 1
2 | S/STRUCTURE PLATEFORM | Ea | 1
3 | HT PCC POLE | Ea | 4
4 | Steel -X-ARMS | Ea | 10
5 | D-Fuse Fitting | Ea | 3
6 | ACSR RABBIT | M | 1130
7 | AMR METER | Ea | 1
8 | Pin lnsulator with Pins | Ea | 12
9 | 11 KV Disc | Ea | 6
10 | Stay Rods | Ea | 4
11 | Stay Wire | kg | 120
12 | Earth Rods | Ea | 8
13 | PVC 4/C 19/.052 | M | 30
14 | Nuts & Bolts | L/S | 1
Total:
20% Installation Charges
| Civil Work Charges (Contactor Charges) | Ea | 4
SECURITY
Total:
2.5 NEAR SCARP T/WELL NO.M-26 IN RESPECT OF MEPCO DIVISION
1 | 200 KVA TRANSFORMER | Ea | 1
2 | D/STRUCTURE PLATEFORM | Ea | 1
3 | LT PCC POLE | Ea | 1
4 | Steel -X-ARMS | Ea | 4
5 | D-Fuse Fitting | Ea | 3
6 | ACSR RABBIT | M | 50
7 | AMR METER | Ea | 1
8 | Pin lnsulator with Pins | Ea | 6
9 | ATB A TYPE | Ea | 2
10 | CTS 100/5 | Ea | 8
11 | Stay Wire | kg | 40
12 | Earth Rods | Ea | 4
13 | PVC 4/C 19/.083 | M | 100
14 | Nuts & Bolts | L/S | 1
Total:
20% Installation Charges
| Civil Work Charges (Contactor Charges) | Ea | 1
SECURITY
Total:
2.6 NEAR SCARP T/WELL NO.M-128 IN RESPECT OF MEPCO DIVISION
1 | 25 KVATRANSFORMER | Ea | 1
2 | S/STRUCTURE PLATEFORM | Ea | 1
3 | HT PCC POLE | Ea | 1
4 | Steel -X-ARMS | Ea | 6
5 | D-Fuse Fitting | Ea | 3
6 | ACSR RABBIT | M | 380
7 | AMR METER | Ea | 1
8 | Pin Insulator with Pins | Ea | 6
9 | 11 KV Disc | Ea | 6
10 | Stay Rods | Ea | 2
11 | Stay Wire | kg | 60
12 | Earth Rods | Ea | 4
13 | PVC 4/C 19/.052 | M | 100
14 | Nuts & Bolts | L/S | 1
Total:
20% Installation Charges
| Civil Work Charges (Contactor Charges) | Ea | 1
SECURITY
Total:
2.7 NEAR SCARP T/WELL NO.M-19 IN RESPECT OF MEPCO DIVISION
1 | 200 KVA TRANSFORMER | Ea | 1
2 | D/STRUCTURE PLATEFORM | Ea | 1
3 | HT PCC POLE | Ea | 1
4 | LT PCC POLE | Ea | 1
5 | Steel -X-ARMS | Ea | 4
6 | D-Fuse Fitting | Ea | 3
7 | ACSR RABBIT | M | 50
8 | AMR METER | Ea | 1
9 | Pin lnsulator with Pins | Ea | 6
10 | ATB A TYPE | Ea | 2
11 | CTS 100/5 | Ea | 8
12 | Stay Wire | kg | 40
13 | Earth Rods | Ea | 4
14 | PVC 4/C 19/.083 | M | 200
| Nuts & Bolts | L/S | 1
Total:
20% Installation Charges
| Civil Work Charges (Contactor Charges) | Ea | 2
SECURITY
Total:
2.8 NEAR SCARP T/WELL NO.M-34 IN RESPECT OF MEPCO DIVISION
1 | 25 KVATRANSFORMER | Ea | 1
2 | S/STRUCTURE PLATEFORM | Ea | 1
3 | HT PCC POLE | Ea | 1
4 | Steel -X-ARMS | Ea | 6
5 | D-Fuse Fitting | Ea | 3
6 | ACSR RABBIT | M | 290
7 | AMR METER | Ea | 1
8 | Pin Insulator with Pins | Ea | 6
9 | 11 KV Disc | Ea | 6
10 | Stay Rods | Ea | 2
11 | Stay Wire | kg | 60
12 | Earth Rods | Ea | 4
13 | PVC 4/C 19/.052 | M | 200
14 | Nuts & Bolts | L/S | 1
Total:
20% Installation Charges
| Civil Work Charges (Contactor Charges) | Ea | 1
SECURITY
Total:
2.9 NEAR SCARP PUMPING STATION-3 IN RESPECT OF MEPCO DIVISION
1 | 630 KVA TRANSFORMER | Ea | 2
2 | D/STRUCTURE PLATEFORM | Ea | 5
3 | LT PCC POLE | Ea | 25
4 | Steel -X-ARMS | Ea | 12
5 | D-Fuse Fitting | Ea | 9
6 | ACSR RABBIT | M | 150
7 | AMR METER | Ea | 1
8 | Pin lnsulator with Pins | Ea | 8
9 | ATB A TYPE | Ea | 3
10 | CTS 100/5 | Ea | 12
11 | Stay Wire | kg | 150
12 | Earth Rods | Ea | 20
13 | PVC 4/C 19/.083 | M | 1000
14 | Nuts & Bolts | L/S | 1
Total:
20% Installation Charges
| Civil Work Charges (Contactor Charges) | Ea | 1
SECURITY
Total:
3. Security Fencing Barbed Wire at quarters and pumping stations
1 | Providing and fixing barbed wire fencing, with 4 horizontal and two cross wires, with R.C.C. 1:2:4 posts, 5.5'x6"x9" (1.68mx150mmx225 mm) at 8 ft. (2.45 m) center to center, reinforced with 4 No. 3/8" (10 mm) dia vertical bars and 1/8" (3 mm) dia stirrups 12" (300 mm) center to center, complete in all respects. in cement concrete 1:4:8 base of size 12"x12"x21" | 49390 | 100
2 | Excavation in foundation of building, bridges, and other structures, including dag belling, dressing refilling around structure with excavated earth, watering and ramming lead upto one chain (30m)and lift upto 5' (1.5 m) (b) in ordinary soil. | 2062.982 | 1000
2 | Cement concrete plain including, placing, compacting, finishing and curing complete (including screening and washing of stones aggregate) a) Nominal mix ratio 1:4:8 | 515.7455 | 100
3 | Pacca brick work in foundation and plinth in cement sand mortar ratio 1:6. | 745.6455 | 100
4 | Providing and laying damp proof course of cement 1:2:4 (using cement, sand and shingle), including bitumen coating with 2 coats of bitumen: 1½" thick (40 mm). | 427.5 | 100
5 | Pacca brick work other than building upto 10ft. (3 m) Ratio 1:4 | 1656.5625 | 100
6 | Cement plaster 1:4 upto 20' (6.00 m) height 1/2" (13 mm) thick. | 6225.4688 | 100
7 | Providing and fixing collapsible gate made of 2"x2"x"¼" (50x50x6 mm) tee iron at top and bottom, channel iron verticals ¾"x¼"x¼"x1/8" (20x6x6x3 mm) at 3" (75 mm) to 5" (125 mm) centre to centre (approximate) and flat iron crosses 3"x3/16" (75x5 mm), and best quality rollers at bottom of 3" (75 mm) diameter including holdfasts, handles 12" (300 mm) long of ¾"x¼"x¼"x1/8" (20x6x6x3 mm) channel iron, locking arrangement inside and outside, painting 3 coats of black Japan enameled, complete in working order. | 6650 | 1
8 | Supply and erection PVC pipe for recessed wiring (main and sub-main) purpose, including bends, specials, etc. in floor, wall or trenches:- 50mm i/d | 14250 | 1
9 | Supply and erection of single core PVC insulated copper conductor cables, in prelaid PVC pipe/M.S. conduit/G.I pipe/wooden strip batten/wooden casing an capping/G.I. wire/trenches (rate for cables only):7/0.74 mm (7/0.029") | 28500 | 1
Total:
13. Installation of Tubewells (Mechanical)
1 | Providing installation, testing, and commissioning of a vertical deep well turbine tubewell pump with discharge 2 cusec against 70 ft head, including bowl assembly, vertical column pipe with shaft, motor, pre-lubrication tank, foundation fixing and alignment, MCCB/control panel with all electrical connections, cables and accessories from transformer to tubewell including earthing and protection devices, complete suction and delivery piping up to 25 ft outlet basin of approved material (MS/CI) with bends, flanges, valves, gaskets, supports and accessories, carrying out all works for energizing, testing, and full-load commissioning; pump casing in Gray Cast Iron EN-GJL-250, impeller in Stainless Steel grade 1.4408, column pipe coated internally and externally with epoxy paint, materials verified per EN 10204-3.1, minimum 80% efficiency per ISO 9906-1B; motor of reputed manufacturer, vertical solid shaft, IE3 efficiency class, 15 kW (20 HP, 1450 rpm), 4-pole, 3-phase, 50 Hz, 380/400 V, manufacturer to have in-house hydraulic and metallurgical testing facility, complete in all respects suitable for tubewell application. [including transportation and all overhead charges] | No | 37
2 | Direct Rotary / Reverse Rotary drilling of bore for tubewell in all type of soil except shingle gravel and rock. i). 15 " To 18" ( 500 to 650 mm) | Rft | 8140
3 | Collection of lithological samples with sieve analysis at every 5 ft. interval or change of lithology whichever is earlier. | No. | 1628
4 | Furnishing sample of water from bore hole. | Per Set of 2 bottles | 37
5 | Providing, installations testing and commissioning of 16” dia fiberglass blind pump housing casing with 6mm wall thickness having quick lock mechanical key joints complete in all respect as per specification and approved by the Engineer. | Rft | 2590
6 | Providing and installation of Fibre Glass reducer 16”x10” with wall thickness 5.5 mm. complete in all respect as per specification and approved by the Engineer. | Nos | 74
7 | Providing and installing Fiberglass Reinforced Polypropelene (FRP) strainer of specifid wall thickness having slot size of 0.9 mm to 1.10 mm in Tubewell borehole i/c the cost of male/female coupling with Nylone Strip,studs complete in all respect as approved and directed by the Engineer Incharge vi) 10" inch dia (6.35 mm thickness | Rft | 4440
8 | Proving and installation of fiberglass Blank blind casing pipe dia 10” with 5.5” wall thickness. complete in all respect as per specification and approved by the Engineer. | Rft | 740
9 | Providing and installing Fiber glass Reinforced Polypropelene (FRP) bail plug of specified wall thickness having slot size of 0.9 mm to 1.10 mm in Tubewell bore hole i/c the cost of male / female coupling with Nylone Strip, studs complete in all respect as approved and directed by the Engineer Incharge.vi) 10"dia (6.35mm thickness) | Rft | 370
10 | Providing and installation of centralizer complete in all respect as per specification and approved by the Engineer. | No. | 148
11 | Shrouding with graded pea gravel 3/8" to 1/8" arround tubewell casing in the bore hole. | Cft | 6520.88
12 | Testing and Development of tubewell of size 6"(150 mm ) and above continusly. ii) Above 1.5 cs Discharge | Hours | 2664
13 | Supply and erection of copper conducter cables for service connection (rate for cable only), PVC insulated, PVC sheathed 4 core , 600/1100 volt non armoured cable. (7/0.064") | Rft | 1850
14 | Excavation of trenches in all kinds of soil except cutting rock, for watersupply pipelines upto 5 ft. (1.5 m) depth from ground level, including trimming, dressing sides leveling the beds of trenches to correct grade and cutting pits for joints, etc. complete in all respects. | 1000 | 118400
15 | Rehandling of earthwork lead upto a lead of 50 ft. | 1000 | 118400
16 | Providing,laying,testing and commissioning μPVC (Unplasticized Poly vinyl Chloride Pressure pipe of nominal diameter, conforming to PS-3051/BS-3505, Dadex/ Popular/ Beta or approved equivalent manufacturer,i/c the cost of solvent and specials complete as approved and directed by the Engineer Incharge. a)Class-D 12 inch | Lft | 14800
17 | Providing,laying,testing and commissioning μPVC (Unplasticized Poly vinyl Chloride Pressure pipe of nominal diameter, conforming to PS-3051/BS-3505, Dadex/ Popular/ Beta or approved equivalent manufacturer,i/c the cost of solvent and specials complete as approved and directed by the Engineer Incharge. a)Class-D 3 inch | Lft | 555
Total:
14. Installation of Pumps, Motors and Allied accessories (Mechanical Works for Jarewala Drain) PS-7
1 | Providing installation, testing and commissioning of vertical tubular casing pump with ever cleaning blades having discharge capacity of 40 cusec against 16-25 ft head including pump, motor, bowl assembly, column set, pre-lubrication tank, foundation fixing and alignment, MCCB/control panel with all electrical cables, accessories and connections from transformer to pump including earthing and protection devices, complete suction piping inside the chamber (SS/MS/CI) and delivery piping up to the outlet basin (40–50 ft) of approved material (Fibre reinforced cement/upvc of suitable internal diameter size as approved by E-in-C) with all bends, flanges, valves, gaskets, supports and accessories, and carrying out all works necessary for energizing, testing and full-load commissioning of the complete pump set in all respects. . Pump shall have min. 84% efficiency which should be verified according to ISO 9906-1B standard. Material of pump casing shall be Gray cast iron JL-1040 having propeller (ever cleaning blades) in Stainless Steel grade 1.4408. Pump and column pipe shall be coated internally and externally with epoxy paint. Material of pump shall be verified according to material test certificate EN 10204-3.1. Motor shall be of reputed manufacturer having min. IE3 efficiency class. Vertical solid shaft. Rating of motor to be 110 KW (150HP, 450 rpm)/8 pole, 3 phase, 50 Hz, 380/400 Volts. . Manufacturer shall have its own testing facility to verify pumps hydraulic performance testing. Manufacturer shall have its own material testing lab to verify metallurgical testing. [including transportation and all overhead charges] | No. | 8
2 | Providing installation, testing and commissioning of horizontal centrifugal pump having discharge capacity of 10 cusec against 30 ft - 35 ft head including pump, motor, bowl assembly, column set, pre-lubrication tank, foundation fixing and alignment, MCCB/control panel with all electrical cables and connections from transformer to pump including earthing and protection devices, complete suction piping inside the chamber (SS/MS/CI) and delivery piping up to the outlet basin (40–50 ft) of approved material (Fibre reinforced cement/upvc of suitable internal diameter size as approved by E-in-C) with all bends, flanges, gaskets, supports and accessories, and carrying out all works necessary for energizing, testing and full-load commissioning of the complete pump set in all respects.. Pump shall have min. 81% efficiency which should be verified according to ISO 9906-1B standard. Material of pump casing shall be Gray cast iron EN-GJL-250 having impeller in Stainless Steel grade 1.4408. Pump shall be coated internally with epoxy paint. Material of pump shall be verified according to material test certificate EN 10204-3.1. Motor shall be of reputed manufacturer having min. IE3 efficiency class. Rating of motor to be 37 KW (50HP, 950 rpm)/6 pole, 3 phase, 50 Hz, 380/400 Volts. Manufacturer shall have its own testing facility to verify pumps hydraulic performance testing. Manufacturer shall have its own material testing lab to verify metallurgical testing. [including transportation and all overhead charges] | No. | 1
3 | Providing, installation, testing and comissioning of 10 Ton and more capacity Gantry Craine, with girder bridge type arrangement, fitted with electric motor for its operation and mobility, electric wiring and fixing in position, complete in all rspect. | No. | 1
Total:
15. Installation of Pumps, Motors and Allied accessories (Mechanical Works for D1,D2,D3 Drain) PS-4,5,6
Installation of PUMPS AT D1 DRAIN (PS-4)
1 | Providing installation, testing and commissioning of horizontal centrifugal pump having discharge capacity of 10 cusec against 30 ft - 35 ft head including pump, motor, bowl assembly, column set, pre-lubrication tank, foundation fixing and alignment, MCCB/control panel with all electrical cables, accessories and connections from transformer to pump including earthing and protection devices, complete suction piping inside the chamber (SS/MS/CI) and delivery piping up to the outlet basin (40–50 ft) of approved material (Fibre-Glass/Fibre cement/upvc as approved by E-in-C) with all bends, flanges, valves, gaskets, supports and accessories, and carrying out all works necessary for energizing, testing and full-load commissioning of the complete pump set in all respects.. Pump shall have min. 81% efficiency which should be verified according to ISO 9906-1B standard. Material of pump casing shall be Gray cast iron EN-GJL-250 having impeller in Stainless Steel grade 1.4408. Pump shall be coated internally with epoxy paint. Material of pump shall be verified according to material test certificate EN 10204-3.1. Motor shall be of reputed manufacturer having min. IE3 efficiency class. Rating of motor to be 37 KW (50HP, 950 rpm)/6 pole, 3 phase, 50 Hz, 380/400 Volts. Manufacturer shall have its own testing facility to verify pumps hydraulic performance testing. Manufacturer shall have its own material testing lab to verify metallurgical testing. [including transportation and all overhead charges] | No. | 3
2 | Providing installation, testing and commissioning of horizontal centrifugal pump having discharge capacity of 20 cusec against 30 ft - 35 ft head including pump, motor, bowl assembly, column set, pre-lubrication tank, foundation fixing and alignment, MCCB/control panel with all electrical cables, accessories and connections from transformer to pump including earthing and protection devices, complete suction piping inside the chamber (SS/MS/CI) and delivery piping up to the outlet basin (40 -- 50 ft) of approved material (Fibre reinforced cement/upvc of suitable internal diameter size as approved by E-in-C) with all bends, flanges, valves, gaskets, supports and accessories, and carrying out all works necessary for energizing, testing and full-load commissioning of the complete pump set in all respects.. Pump shall have min. 83% efficiency which should be verified according to ISO 9906-1B standard. Material of pump casing shall be Gray cast iron EN-GJL-250 having impeller in Stainless Steel grade 1.4408. Pump shall be coated internally with epoxy paint. Material of pump shall be verified according to material test certificate EN 10204-3.1. Motor shall be of reputed manufacturer having min. IE3 efficiency class. Rating of motor to be 75 KW (100HP, 950 rpm)/8 pole, 3 phase, 50 Hz, 380/400 Volts. Manufacturer shall have its own testing facility to verify pumps hydraulic performance testing. Manufacturer shall have its own material testing lab to verify metallurgical testing. [including transportation and all overhead charges] | No. | 1
3 | Providing, installation, testing and comissioning of 5 Ton and more capacity Gantry Craine, with girder bridge type arrangement, fitted with electric motor for its operation and mobility, electric wiring and fixing in position, complete in all rspect. | No. | 1
INSTALLATION OF PUMPS AT D-2 DRAIN (PS-5)
1 | Providing installation, testing and commissioning of horizontal centrifugal pump having discharge capacity of 10 cusec against 30 ft - 35 ft head including pump, motor, bowl assembly, column set, pre-lubrication tank, foundation fixing and alignment, MCCB/control panel with all electrical cables, accessories and connections from transformer to pump including earthing and protection devices, complete suction piping inside the chamber (SS/MS/CI) and delivery piping up to the outlet basin (40–50 ft) of approved material (Fibre reinforced cement/upvc of suitable internal diameter size as approved by E-in-C) with all bends, flanges, valves, gaskets, supports and accessories, and carrying out all works necessary for energizing, testing and full-load commissioning of the complete pump set in all respects.. Pump shall have min. 81% efficiency which should be verified according to ISO 9906-1B standard. Material of pump casing shall be Gray cast iron EN-GJL-250 having impeller in Stainless Steel grade 1.4408. Pump shall be coated internally with epoxy paint. Material of pump shall be verified according to material test certificate EN 10204-3.1. Motor shall be of reputed manufacturer having min. IE3 efficiency class. Rating of motor to be 37 KW (50HP, 950 rpm))/6 pole, 3 phase, 50 Hz, 380/400 Volts. Manufacturer shall have its own testing facility to verify pumps hydraulic performance testing. Manufacturer shall have its own material testing lab to verify metallurgical testing. [including transportation and all overhead charges] | No. | 2
2 | Providing, installation, testing and comissioning of 5 Ton capacity Gantry Craine, with girder bridge type arrangement, fitted with electric motor for its operation and mobility, electric wiring and fixing in position, complete in all rspect. | No. | 1
INSTALLATION OF PUMPS AT D-3 DRAIN (PS-6)
1 | Providing installation, testing and commissioning of horizontal centrifugal pump having discharge capacity of 10 cusec against 30 ft - 35 ft head including pump, motor, bowl assembly, column set, pre-lubrication tank, foundation fixing and alignment, MCCB/control panel with all electrical cables, accessories and connections from transformer to pump including earthing and protection devices, complete suction piping inside the chamber (SS/MS/CI) and delivery piping up to the outlet basin (40–50 ft) of approved material (Fibre reinforced cement/upvc of suitable internal diameter size as approved by E-in-C) with all bends, valves, flanges, gaskets, supports and accessories, and carrying out all works necessary for energizing, testing and full-load commissioning of the complete pump set in all respects.. Pump shall have min. 81% efficiency which should be verified according to ISO 9906-1B standard. Material of pump casing shall be Gray cast iron EN-GJL-250 having impeller in Stainless Steel grade 1.4408. Pump shall be coated internally with epoxy paint. Material of pump shall be verified according to material test certificate EN 10204-3.1. Motor shall be of reputed manufacturer having min. IE3 efficiency class. Rating of motor to be 37 KW (50HP, 950 rpm)/6 pole, 3 phase, 50 Hz, 380/400 Volts. Manufacturer shall have its own testing facility to verify pumps hydraulic performance testing. Manufacturer shall have its own material testing lab to verify metallurgical testing. [including transportation and all overhead charges] | No. | 2
2 | Providing, installation, testing and comissioning of 5 Ton capacity Gantry Craine, with girder bridge type arrangement, fitted with electric motor for its operation and mobility, electric wiring and fixing in position, complete in all rspect. | No. | 1
Total:
16. Solarization of Pumps on proposed Pump Houses
16.1 PS-4 of D1 main Drain
| Providing installation, testing, and commissioning of a 53.5 kW Solar PV system capable of running a horizontal centrifugal pump with discharge 10 cusec against 30–35 ft head, pump minimum 81% efficiency, including Tier-1 Bloomberg-certified mono / bi-facial N-type solar panels (JINKO / LONGI / JA / Canadian / AKCome / TW / Trina, 700+ W/panel, 23.5% efficiency), solar pump inverter INVT suitably rated for system capacity, mounted on 12 ft high L2/L3/L4 galvanized steel structure (14 gauge) with complete mechanical and civil works, DC and AC cabling with XLPE/PVC insulated tin-coated copper wires (DC 1-core 6 mm, AC 4-core 6 mm, 25 mm PVC/XLPE), combiner boxes, AC & DC breakers, SPDs (A+ grade), all distribution/protection boxes (12"×18"×18" SWG or equivalent), PVC pipes, flexible pipes (1–1.5"), thimbles (O-type, U-type with shrouds), Rawl bolts, nuts and bolts, complete earthing system, lightning arrestor, all civil works, foundations, supports, electrical connections for net metering with meter, transportation of all materials from warehouse to site, testing, commissioning, and manufacturer-provided maintenance/after-sales service for 2 years, complete in all respects as directed by the Engineer-in-Charge. | No | 3
16.2 PS-4 of D1 main Drain
| Providing installation, testing, and commissioning of a 107 kW Solar PV system for a horizontal centrifugal pump with discharge 20 cusec against 30 - 35 ft head, pump minimum 83% efficiency, including Tier-1 Bloomberg-certified mono/ bi-facial N-type solar panels (JINKO / LONGI / JA / Canadian / AKCome / TW / Trina, 700+ W/panel, 23.5% efficiency), solar pump inverter INVT suitably rated for system capacity, mounted on 12 ft high L2/L3/L4 galvanized steel structure (14 gauge) with complete mechanical and civil works, DC and AC cabling with XLPE/PVC insulated tin-coated copper wires (DC 1-core 6 mm, AC 4-core 6 mm, 25 mm PVC/XLPE), combiner boxes, AC & DC breakers, SPDs (A+ grade), all distribution/protection boxes (12"×18"×18" SWG or equivalent), PVC pipes, flexible pipes (1–1.5"), thimbles (O-type, U-type with shrouds), Rawl bolts, nuts and bolts, complete earthing system, lightning arrestor, all civil works, foundations, and supports, all electrical connections for net metering with meter, transportation of all materials from warehouse to site, testing, commissioning, and manufacturer-provided maintenance/after-sales service for up to 2 years, complete in all respects as directed by the Engineer-in-Charge. | No | 1
16.3 PS-5 of D2 Drain
| Providing installation, testing, and commissioning of a 53.5 kW Solar PV system capable of running a horizontal centrifugal pump with discharge 10 cusec against 30–35 ft head, pump minimum 81% efficiency, including Tier-1 Bloomberg-certified mono / bi-facial N-type solar panels (JINKO / LONGI / JA / Canadian / AKCome / TW / Trina, 700+ W/panel, 23.5% efficiency), solar pump inverter INVT suitably rated for system capacity, mounted on 12 ft high L2/L3/L4 galvanized steel structure (14 gauge) with complete mechanical and civil works, DC and AC cabling with XLPE/PVC insulated tin-coated copper wires (DC 1-core 6 mm, AC 4-core 6 mm, 25 mm PVC/XLPE), combiner boxes, AC & DC breakers, SPDs (A+ grade), all distribution/protection boxes (12"×18"×18" SWG or equivalent), PVC pipes, flexible pipes (1–1.5"), thimbles (O-type, U-type with shrouds), Rawl bolts, nuts and bolts, complete earthing system, lightning arrestor, all civil works, foundations, supports, electrical connections for net metering with meter, transportation of all materials from warehouse to site, testing, commissioning, and manufacturer-provided maintenance/after-sales service for 2 years, complete in all respects as directed by the Engineer-in-Charge. | No | 2
16.4 PS-6 of D3 Drain
| Providing installation, testing, and commissioning of a 53.5 kW Solar PV system capable of running a horizontal centrifugal pump with discharge 10 cusec against 30–35 ft head, pump minimum 81% efficiency, including Tier-1 Bloomberg-certified mono / bi-facial N-type solar panels (JINKO / LONGI / JA / Canadian / AKCome / TW / Trina, 700+ W/panel, 23.5% efficiency), solar pump inverter INVT suitably rated for system capacity, mounted on 12 ft high L2/L3/L4 galvanized steel structure (14 gauge) with complete mechanical and civil works, DC and AC cabling with XLPE/PVC insulated tin-coated copper wires (DC 1-core 6 mm, AC 4-core 6 mm, 25 mm PVC/XLPE), combiner boxes, AC & DC breakers, SPDs (A+ grade), all distribution/protection boxes (12"×18"×18" SWG or equivalent), PVC pipes, flexible pipes (1–1.5"), thimbles (O-type, U-type with shrouds), Rawl bolts, nuts and bolts, complete earthing system, lightning arrestor, all civil works, foundations, supports, electrical connections for net metering with meter, transportation of all materials from warehouse to site, testing, commissioning, and manufacturer-provided maintenance/after-sales service for 2 years, complete in all respects as directed by the Engineer-in-Charge. | No | 2
Total:
17. Solarization of Tubewells 2 cusec 70 feet head
17.1 Solarization of New Tubewells
| Providing installation, testing, and commissioning of a 22.5 kW Solar PV system capable of running a horizontal centrifugal pump with discharge 2 cusec against 70 ft head, pump minimum 81% efficiency, including Tier-1 Bloomberg-certified mono / bi-facial N-type solar panels (JINKO / LONGI / JA / Canadian / AKCome / TW / Trina, 700+ W/panel, 23.5% efficiency), solar pump inverter INVT suitably rated for system capacity, mounted on 12 ft high L2/L3/L4 galvanized steel structure (14 gauge) with complete mechanical and civil works, DC and AC cabling with XLPE/PVC insulated tin-coated copper wires, combiner boxes, AC & DC breakers, SPDs (A+ grade), all distribution/protection boxes (12"×18"×18" SWG or equivalent), PVC pipes, flexible pipes (1–1.5"), thimbles (O-type, U-type with shrouds), Rawl bolts, nuts and bolts, complete earthing system, lightning arrestor, all civil works, foundations, and supports, all electrical connections for net metering with meter, transportation of all materials from warehouse to site, testing, commissioning, and manufacturer-provided maintenance/after-sales service for up to 2 years, complete in all respects as directed by the Engineer-in-Charge. | No | 37
17.2 Solarization of Existing Tubewells
| Providing installation, testing, and commissioning of a 22.5 kW Solar PV system capable of running a horizontal centrifugal pump with discharge 2 cusec against 70 ft head, pump minimum 81% efficiency, including Tier-1 Bloomberg-certified mono / bi-facial N-type solar panels (JINKO / LONGI / JA / Canadian / AKCome / TW / Trina, 700+ W/panel, 23.5% efficiency), solar pump inverter INVT suitably rated for system capacity, mounted on 12 ft high L2/L3/L4 galvanized steel structure (14 gauge) with complete mechanical and civil works, DC and AC cabling with XLPE/PVC insulated tin-coated copper wires, combiner boxes, AC & DC breakers, SPDs (A+ grade), all distribution/protection boxes (12"×18"×18" SWG or equivalent), PVC pipes, flexible pipes (1–1.5"), thimbles (O-type, U-type with shrouds), Rawl bolts, nuts and bolts, complete earthing system, lightning arrestor, all civil works, foundations, and supports, all electrical connections for net metering with meter, transportation of all materials from warehouse to site, testing, commissioning, and manufacturer-provided maintenance/after-sales service for up to 2 years, complete in all respects as directed by the Engineer-in-Charge. | No | 50
Total:
18. Construction of New Quarter for Tube well Operator
1 | Excavation in foundation of building, bridges, and other structures, including dag belling, dressing refilling around structure with excavated earth, watering and ramming lead upto one chain (30m)and lift upto 5' (1.5 m) (b) in ordinary soil. By Manual | 1000 | 72531.6637
2 | Spraying antitermite liquid mixed with water ratio 1:40 | 1 | 88776.1875
3 | Cement concrete plain including, placing, compacting, finishing and curing complete (including screening and washing of stones aggregate) |  | 0
| a) Nominal mix ratio 1:4:8 | 100 | 11548.9237
4 | Pacca brick work in foundation and plinth in cement sand mortar ratio 1:6. | 100 | 44360.68
5 | Providing and laying damp proof course of cement 1:2:4 (using cement, sand and shingle), including bitumen coating with one coat of bitumen and one coat polythenesheet 500 gauge 1½" thick (40 mm). | 100 | 8834.1094
6 | Providing and laying vertical damp proof course with cement sand plaster and bitumen coating with one coat of bitumen and one coat of polythene sheet 500 gauge-Ratio 1:3 a) ½ " thick (13 mm) | 100 | 8771.49
7 | Filling watering ramming earth under floors with surplus earth from foundation etc. | 1000 | 31674.37
8 | Pacca brick work in ground floor. Cement sand mortar Ratio 1:4 | 100 | 47794.11
9 | Providing and laying reinforced cement concrete (including prestressed concrete), using Sulphate resisting cement; coarse sand and screened graded and washed aggregate, in required shape and design, including forms, moulds, shuttering, lifting, compacting, curing, rendering and finishing exposed surface, complete 2) Plastering done under soffit of R.C.C. (but excluding the cost of steel reinforcement, its fabrication and placing in position etc.) - a) Reinforced cement concrete in roof slab, beams, columns lintels, girders and other structural members laid in situ or precast laid in position, or prestressed members cast in situ, complete in all respects. Type C (nominal mix 1:2:4) | 1 | 21724.43
10 | Providing and Fabrication of mild steel reinforcement for cement concrete, including cutting, bending, laying in position, 13 making joints and fastenings, including cost of binding wire and labour charges for binding of steel reinforcement (also includes removal of rust from bars):- Deformed bars (Grade-60). | 100 | 65173.29
11 | Providing and fixing windows consisting of M.S box section frame 2" x 1½" ( 50 x 40mm) Leaves frame 1½" x 1" (40 x 25 mm) box section frame for glazing 3/8" x 3/8" (10 x 10 mm) using 16 SWG sheet 'U' shaped rubber supported with 1" x 1/8" (25 x 3 mm) M.S. flat for fixing 3/16" (5 mm) thick glass panes M.S. box section 1/2" x 1/2" (13 x 13 mm) of 16 SWG for fixing 24 SWG wire gauge on outer side by means of 3/4" x 1/8" (20 x 3 mm) M.S. flat and screws including grill of M.S. flat 1/2" x 1/8" (13 x 3 mm) or 1/4" x 1/4" (6 x 6 mm) square bar with independent frame of 1/2" x 1/2" (13 x 13 mm) box section of 16 SWG i/c all C.P fitting and painting 3 coats complete in all respect. | 1 | 3276
12 | Providing and fixing mild steel chowkat of doors windows C. windows etc. including holdfast making and threading 18 holes for hinges etc. complete 1½" x 1½" x 1/4" (40 x 40 x 6 mm) welded with M.S. flat 2" x 1/4" (50 m M.S. angle iron). | 1 | 3822
13 | Providing and fixing 1½" (40 mm) thick solid flush door shutter sterling or equivalent with commercial ply (5mm thick) on both sides double pressed and deodar wood lapping 1½" x 3/8" (40 mm x 10 mm) around shutter including chromium plated fitting, iron hinges with aluminum kick plate 22 SWG on both sides and finger plate complete in all respect. | 1 | 3822
14 | Providing and laying single layer of tile 9" x 4½" x 1½" laid over 4" earth and 1" thick mud plaster without bhoosa, grouted with cement mud (1:3) on top of R.C.C. roof, slab, provided with 34 lbs. per % Sft. Or 1.72 Kg./Sq.m. bitumen coating sand blinded. | 100 | 33854.8438
15 | Providing and laying polythene sheet under floor or roof complete 500 gauge. | 1 | 34218.8438
16 | Supplying and filling sand under floor or plugging in wells. | 100 | 7420.14
17 | Providing and laying watering and ramming brick ballast 1½" to 2" (40 mm to 50 mm) mixed with 25% sand for floor foundation complete in all respect. | 100 | 9109.1
18 | 1½"(40 mm) thick mosaic flooring, consisting of ½ " mosaic topping of one part of cement and marble powder in the ratio of 3:1 and two parts of marble chips, laid over 1"(25 mm) thick floor of 1:2:4 cement concrete, including rubbing and polishing complete with finishing :-using grey cement | 100 | 22325.3713
19 | Mosaic dado or skirting with one part of cement and marble powder in the ratio of 3:1 and two parts of marble chips, laid over ½"(13 mm) thick cement plaster 1:3, including rubbing and polishing, complete with finishing:(a) using grey cement: i) 1/2"(13 mm) thick | 100 | 14054.04
20 | Providing and fixing marble strip of any shade for dividing the mosaic flooring into panels(a) Size 1½" x 3/8" (40 x 10 mm) | 1 | 22750
21 | Cement concrete plain including, placing, compacting, finishing and curing complete (including screening and washing of stones aggregate) |  | 0
| b) Nominal mix ratio 1:2:4 | 100 | 1780.1875
22 | Cement plaster 1:4 upto 20' (6.00 m) height 1/2" (13 mm) thick. | 100 | 113184.6625
23 | Cement plaster 3/8" (10 mm thick under soffit of R.C.C. roof slabs only, upto 20' height (Ratio 1:3). | 100 | 21116.55
24 | Distempering:- 3 coat | 100 | 99928.2375
25 | Providing and applying weather shield paint of approved quality on external surface of building including preparation of surface, application of primer complete in all respect: | 100 | 31339.945
26 | Cement pointing struck joints on wall upto 20' (6m) height (a) Ratio 1:2 including extra cost of labour and material for red oxide pigment in cement pointing to match with the colour of bricks. | 100 | 65280.215
27 | Providing, laying, cutting, jointing, testing and disinfecting PVC/ uPVC pipe line with `B' Class working pressure complete in all respects:- 4" i/d (100 mm) | 1 | 1183
28 | Providing and installing P.V.C. bends, of B.S.S.b) 4" i/d (100 mm) | 1 | 182
29 | Making top khurra on roof 2' x 2' x 6". | 1 | 91
30 | Providing and fixing sliding; bolt to doors iron sliding bolt, 10" (250 mm) long. | 1 | 182
31 | Painting new surface (c) preparing surface and painting of doors and windows any type (including edges) priming coat and 2 subsequent coats of paint. | 100 | 7644
32 | Providing and fitting glazed earthen ware water closet, squatter type (Orisa pattern) combined with foot rest white. | 1 | 91
33 | Providing and fitting "P" trap 10 cm (4") glazed. | 1 | 273
34 | Providing and Fixing chromium plated bib cock (ii)1.5 cm (1/2"). | 1 | 364
35 | Providing & fitting plastic made low down flushing cistern 13.63 litre (3 gallons) capacity, including bracket set, copper connection, etc. complete (i) white. | 1 | 91
36 | Providing, laying, cutting, jointing, testing and disinfecting PVC/ uPVC pipe line with `B' Class working pressure complete in all respects:- 4" i/d (100 mm) | 1 | 9100
37 | Providing and installing P.V.C. bends, of B.S.S.b) 4" i/d (100 mm) | 1 | 364
38 | Providing and installing P.V.C. tees, of B.S.S.Class `B' working pressure:-b) 4" i/d (100 mm) | 1 | 364
39 | Providing,laying,testing and commissioning of POLYPROPYLENE RANDOM COPOLYMER (PPRC water supply pipe ( Dadex/ Popular/ Beta or approved equivalent manufacturer, withs pecified pressure rating PN (PRESSURE NOMINAL) and conforming to DIN8077-8078 codei/ccost of solvent,specials,making jharries complete in all respect as approved and directed by Engineer Incharge.(Internal/ExternalDiametersmentioned). a) PN-16 pipe
i | a) 20mm | 1 | 9100
ii | b) 25mm | 1 | 4550
40 | Providing and fixing looking glass (mirror) 22" x 16" (55 x 40) cm, and 5 mm thick glass first quality. | 1 | 91
41 | Providing and fixing stainless steel sink with drain board, size 120 x 60 cm (48 x 24") including bracket set, waste pipe and waste coupling. | 1 | 91
42 | Providing and fitting. | 0 | 0
| a) Plastic soap dish. | 1 | 91
| b) Plastic towel rail. | 1 | 91
| c) plastic shelf 60x13cm (24" x 5") with bracket and railing. | 1 | 91
43 | Providing and fixing chromium plated tee stop cock 15 mm (1/2"). | 1 | 91
44 | Supply and erection of PVC pipe for wiring recessed in walls, including inspection boxes, pull boxes, hooks, cutting jharries and repairing surface, etc. complete with all specials.
| a) 20mm (3/4") i/d. | 1 | 9100
| b) 25 mm (1") i/d | 1 | 4550
45 | Supply and erection of single core PVC insulated copper conductor cables, in prepaid P.V.C. pile/M.S. conduit/G.I. pipe/wooden strip batten/wooden casing and caping/G.I. wire/trenches (rate for cables only) (a) 250/440 volts, P.V.C. insulated.
| a) 3/0.74mm (3/0.029"). | 1 | 27300
| b) 7/0.74mm (7/0.029"). | 1 | 9100
46 | Supply and erection of copper conductor cable for service connection in prepaid pipe/G.I. wire/trenches, etc. (rate for cable only) (a) PVC insulated, PVC sheathed, twin core, 250/440 volts 7/0.44" (7/1.12mm). | 1 | 18200
47 | Supply and connection of M.S. sheet box of 16 SWG, 10 cm (4") deep with 4.75 mm thick (3/16") bakelite sheet top, for recessed wiring, including making holes for regulators switches, plugs etc.
| a) 10 x 10 cm (4" x 4"). | 1 | 182
| b) 17.5 x 10 cm (7" x 4"). | 1 | 364
| c) 22.5 x 10 cm (9" x 4"). | 1 | 91
48 | Supply and erection of switches 5 amp. Piano Type. | 1 | 3185
49 | Supply and erection of backlite button holder shade, large size. | 1 | 546
50 | Supply and erection of ceiling rose, bakelite. | 1 | 546
51 | Supply and erection of wall socket with 3 pin 5 amp shoe. | 1 | 182
52 | Supply and erection of 3 pin switch and plug combined recessed type (ii) 10/15 amp. | 1 | 182
53 | P/F wall mounted DB (Distribution Board) made with 16SWG Sheet (Recessded/Surface mounted Type), Powder coated Paint, i/c the cost of Lock, Indication lights,Thimble, Copper Comb, Wiring, Netural & Earth Bar, Door Earthing, Digital Voltmeter,Digital Ammeter,Volt Selector Switch,Ammeter selector switch,Current Transformers and Controles Complete in all respect as approved and directed by the Engineer Incharge (Breakers will be Paid Separately)(a) 6" deep (i) 20~60A | 1 | 91
54 | Suppling,Installation and comissioning of MCB (Miniature Circuit Breaker) of specified rating made of LEGRAND FRANCE/ GE U.S.A / SCHNEIDER GERMANY /SIEMEN GERMAN/TERASAKI JAPAN/ ABB SWITZERLAND in prelaid DBs and Panels i/c the cost of screwes,necessary wire completb) Double Pole(iii) 6-63 Amp (10 KA) | 1 | 91
55 | Suppling,Installation and comissioning of MCB (Miniature Circuit Breaker) of specified rating made of LEGRAND FRANCE/ GE U.S.A / SCHNEIDER GERMANY /SIEMEN GERMAN/TERASAKI JAPAN/ ABB SWITZERLAND in prelaid DBs and Panels i/c the cost of screwes,necessary wire complet Single Pole(iii) 6-63 Amp (10 KA) | 1 | 364
56 | Supply and erection of 3/8" (10mm) dia M.S. bar fan hook, placed at the time of casting of slab. | 1 | 91
57 | Providing and fixing Pakistan Energy Label NEECA approved Copper winded Ceiling Fan i/c the cost of necessary cable and hardware for connection as approved and directed by Engineer Incharge. 56" Sweep | 1 | 91
58 | Erecting of ceiling fan along with regulator (all sizes) including carriage local railway station/ store to site of work, electric wire/cable for suspension rod and board connection and cutting, threading on the rod where necessary. | 1 | 91
59 | Supply and erection of tube light, including rod, choke, starter with frame, flexible wire, including connection from ceiling rose, etc., complete ii)single rod (40 watts) with one choke and one starter. | 1 | 546
60 | Provided and installed 1 HP electric water pump with 70 ft bore, and successfully installed a 200-gallon water tank including all accessories and plumbing connections. | 1 | 91
61 | Carriage of 100 Cf t. (2.83 cu.m) of all materials like stone aggregate, spawl, kankar lime (unslaked), surkhi , etc. or 150 Cf t. (4.25 cu.m) timber, by truck or by any othermeans owned by the contractor from Sakhi Sarwar Quarry to site 275 Km including first 11KM hilly area.
i | PCC 1:4:8 | 100 | 11086.9668
ii | PCC 1:2:4 | 100 | 1566.565
iii | RCC 1.2.4 | 100 | 19117.4984
iv | DPC 1.2.4 | 100 | 971.752
Total Cost:
19. Eastward Extension of Evaporation Ponds
i. Earth Work for Jarewala Drain ( from RD 0+000 to 25+446)
1 | Earth Work in excavation of drains, irrigation channels through excavator/ drag lines in all kind of soil and conditions (dry, wet slush, daldal and under water ) including its disposal and preperation of working pad for operation of machinary. (rates includes 100ft lead) | 1000 | 4234073.1
2 | Dressing and levelling of earthwork to designed section etc complete in ii) ordinary or hard soil soil | 1000 | 1712983.98
3 | Transportation of earth all types when the total distance, including the lead covered in the item of work.
| a) 500 ft | 1000 | 70005
| b) 750 ft | 1000 | 29937.5
4 | Providing and fixing Enamelled steel plate gauge 4" wide 1/4" thick (including painting and lettering) 10 ft length | 1 | 5
5 | Jungle clearance and removing within 100 ft. light | 1000 | 1272300
6 | Providing and erection at site of work:- iii) R.C.C. boundary pillar. (Complete in all respect including transportation, Cement concrete foundation, fixing, painting and lettering etc) | 1 | 260
ii. Data Board:
1 | Excavation in foundation of building bridges and other structures including dagbelling, dressing, refilling around structure with excavated earth, watering and ramming lead upto one chain and lift upto 5 ft. in ordinary soil | 1000 | 98
2 | Cement concrete plain including, placing, compacting, finishing and curing complete (including screening and washing of stones aggregate)
| a) Nominal mix ratio 1:4:8 | 100 | 24.5
3 | Pacca brick work in foundation and plinth in cement sand mortar ratio 1:6. | 100 | 97.5
4 | Providing and laying damp proof course of cement 1:2:4 (using cement, sand and shingle), including bitumen coating with with 2 coats of bitumen: 1½" thick (40 mm). | 100 | 39
5 | Pacca brick work other than building upto 10 ft. height in cement sand mortor ratio 1:3 | 100 | 81.7031
6 | Cement plaster 1:4 upto 20 ft. height, 3/8" thick | 100 | 230.65
7 | Providing and applying weather shield paint of approved quality on external surface of building including preparation of surface, application of primer complete in all respect white. | 100 | 230.65
8 | Writing letter or figures per letter per inch height | 1 | 500
9 | Carriage of 100 Cf t. (2.83 cu.m) of all materials like stone aggregate, spawl, kankar lime (unslaked), surkhi , etc. or 150 Cf t. (4.25 cu.m) timber, by truck or by any othermeans owned by the contractor from Sakhi Sarwar Quarry to site 275 Km including first 11KM hilly area.
| DPC | 100 | 4.29
iii. RD Marks:
1 | Precast reinfoced cement concrete type "C" 1:2:4. | 1 | 44.72
2 | Fabrication of mild steel reinforcement for cement concrete including cutting bending laying in position etc. complete in all respect. (deformed bars) Grade 40 | 100 | 102.18
3 | Carriage of consignment job upto 5 KMs Average | 1 | 26
4 | Placing boundary pillars in position, including digging pits. | 1 | 26
5 | Preparing surface and painting with emulation paint 3 coat. | 100 | 91
6 | Writing letter or firgures per letter per inch height (three figure each side). | 1 | 260
7 | Carriage of 100 Cf t. (2.83 cu.m) of all materials like stone aggregate, spawl, kankar lime (unslaked), surkhi , etc. or 150 Cf t. (4.25 cu.m) timber, by truck or by any othermeans owned by the contractor from Sakhi Sarwar Quarry to site 275 Km including first 11KM hilly area.
ii | PCC 1:2:4 | 100 | 39.3536
iv. Road Barier:
1 | Earthwork excavation undressed lead upto a single throw of Kassi, phaorah or shovel: In ordinary soil. | 1000 | 245
2 | Cement concrete plain including placing, compacting, finishing and curing complete (including screening and washing of stone aggregate) Ratio 1: 2: 4 | 100 | 367.5
3 | Providing, laying, cutting, jointing, testing and disinfecting G.I. pipeline in trenches, with socket joints, using G.I. pipes of B.S.S. 1387-1967 complete in all respects, with specials and valves. i) 4" i/d (100 mm) 3.65mm thick | 1 | 560
4 | Carriage of 100 Cft of all material like stone aggregate, spawl, kankar, lime (unsoaked) surkhi etc by truck or by any other means owned by the contractor, lead 300Km.(From Sakhi Sarwar) | 100 | 323.4
Total Cost:
v. Earth Work of New 1-L / Jarewala Drain ( from RD 0+000 to 16+500)
1 | Earth Work in excavation of drains, irrigation channels through excavator/ drag lines in all kind of soil and conditions (dry, wet slush, daldal and under water ) including its disposal and preperation of working pad for operation of machinary. (rates includes 100ft lead) | 1000 | 3676695
2 | Dressing and levelling of earthwork to designed section etc complete in ii) ordinary or hard soil soil | 1000 | 4402362.5
3 | Transportation of earth all types when the total distance, including the lead covered in the item of work.
| Lead 500 Feet | 1000 | 137177.5
| Lead 750 Feet | 1000 | 898790
| Lead 1750 Feet | 1000 | 496885
4 | Borrowpit excavation undressed lead upto 100 ft (30 metre) in a) ordinary soil with
| Lead 500 feet | 1000 | 1780642.5
7 | Providing and erection at site of work:- iii) R.C.C. boundary pillar. (Complete in all respect including transportation, Cement concrete foundation, fixing, painting and lettering etc) | 1 | 170
vi. Data Board:
1 | Excavation in foundation of building bridges and other structures including dagbelling, dressing, refilling around structure with excavated earth, watering and ramming lead upto one chain and lift upto 5 ft. in ordinary soil | 1000 | 98
2 | Cement concrete plain including, placing, compacting, finishing and curing complete (including screening and washing of stones aggregate)
| a) Nominal mix ratio 1:4:8 | 100 | 24.5
3 | Pacca brick work in foundation and plinth in cement sand mortar ratio 1:6. | 100 | 97.5
4 | Providing and laying damp proof course of cement 1:2:4 (using cement, sand and shingle), including bitumen coating with with 2 coats of bitumen: 1½" thick (40 mm). | 100 | 39
5 | Pacca brick work other than building upto 10 ft. height in cement sand mortor ratio 1:3 | 100 | 81.7031
6 | Cement plaster 1:4 upto 20 ft. height, 3/8" thick | 100 | 230.65
7 | Providing and applying weather shield paint of approved quality on external surface of building including preparation of surface, application of primer complete in all respect white. | 100 | 230.65
8 | Writing letter or figures per letter per inch height | 1 | 500
9 | Carriage of 100 Cf t. (2.83 cu.m) of all materials like stone aggregate, spawl, kankar lime (unslaked), surkhi , etc. or 150 Cf t. (4.25 cu.m) timber, by truck or by any othermeans owned by the contractor from Sakhi Sarwar Quarry to site 275 Km including first 11KM hilly area.
| DPC | 100 | 4.29
vii. RD Marks:
1 | Precast reinfoced cement concrete type "C" 1:2:4. | 1 | 29.24
2 | Fabrication of mild steel reinforcement for cement concrete including cutting bending laying in position etc. complete in all respect. (deformed bars) Grade 40 | 100 | 66.81
3 | Carriage of consignment job upto 5 KMs Average | 1 | 17
4 | Placing boundary pillars in position, including digging pits. | 1 | 17
5 | Preparing surface and painting with emulation paint 3 coat. | 100 | 59.5
6 | Writing letter or firgures per letter per inch height (three figure each side). | 1 | 170
7 | Carriage of 100 Cf t. (2.83 cu.m) of all materials like stone aggregate, spawl, kankar lime (unslaked), surkhi , etc. or 150 Cf t. (4.25 cu.m) timber, by truck or by any othermeans owned by the contractor from Sakhi Sarwar Quarry to site 275 Km including first 11KM hilly area.
ii | PCC 1:2:4 | 100 | 25.7312
Total Cost:
viii. Remodelling of Existing 1-L / Jarewala Drain (Earth Work from RD 0+000 to 3+500)
1 | Earth Work in excavation of drains, irrigation channels through excavator/ drag lines in all kind of soil and conditions (dry, wet slush, daldal and under water ) including its disposal and preperation of working pad for operation of machinary. (rates includes 100ft lead) | 1000 | 15402.5
2 | Dressing and levelling of earthwork to designed section etc complete in ii) ordinary or hard soil soil | 1000 | 51770
3 | Transportation of earth all types when the total distance, including the lead covered in the item of work.
| Lead 500 Feet | 1000 | 1360
4 | Borrowpit excavation undressed lead upto 100 ft (30 metre) in a) ordinary soil with
| Lead 500 feet | 1000 | 45770
5 | Providing and erection at site of work:- iii) R.C.C. boundary pillar. (Complete in all respect including transportation, Cement concrete foundation, fixing, painting and lettering etc) | 1 | 40
ix. Data Board:
1 | Excavation in foundation of building bridges and other structures including dagbelling, dressing, refilling around structure with excavated earth, watering and ramming lead upto one chain and lift upto 5 ft. in ordinary soil | 1000 | 49
2 | Cement concrete plain including, placing, compacting, finishing and curing complete (including screening and washing of stones aggregate)
| a) Nominal mix ratio 1:4:8 | 100 | 12.25
3 | Pacca brick work in foundation and plinth in cement sand mortar ratio 1:6. | 100 | 48.75
4 | Providing and laying damp proof course of cement 1:2:4 (using cement, sand and shingle), including bitumen coating with with 2 coats of bitumen: 1½" thick (40 mm). | 100 | 19.5
5 | Pacca brick work other than building upto 10 ft. height in cement sand mortor ratio 1:3 | 100 | 40.8516
6 | Cement plaster 1:4 upto 20 ft. height, 3/8" thick | 100 | 115.325
7 | Providing and applying weather shield paint of approved quality on external surface of building including preparation of surface, application of primer complete in all respect white. | 100 | 115.325
8 | Writing letter or figures per letter per inch height | 1 | 250
9 | Carriage of 100 Cf t. (2.83 cu.m) of all materials like stone aggregate, spawl, kankar lime (unslaked), surkhi , etc. or 150 Cf t. (4.25 cu.m) timber, by truck or by any othermeans owned by the contractor from Sakhi Sarwar Quarry to site 275 Km including first 11KM hilly area.
| DPC | 100 | 2.145
x. RD Marks:
1 | Precast reinfoced cement concrete type "C" 1:2:4. | 1 | 6.88
2 | Fabrication of mild steel reinforcement for cement concrete including cutting bending laying in position etc. complete in all respect. (deformed bars) Grade 40 | 100 | 15.72
3 | Carriage of consignment job upto 5 KMs Average | 1 | 4
4 | Placing boundary pillars in position, including digging pits. | 1 | 4
5 | Preparing surface and painting with emulation paint 3 coat. | 100 | 14
6 | Writing letter or firgures per letter per inch height (three figure each side). | 1 | 40
7 | Carriage of 100 Cf t. (2.83 cu.m) of all materials like stone aggregate, spawl, kankar lime (unslaked), surkhi , etc. or 150 Cf t. (4.25 cu.m) timber, by truck or by any othermeans owned by the contractor from Sakhi Sarwar Quarry to site 275 Km including first 11KM hilly area.
ii | PCC 1:2:4 | 100 | 6.0544
Total Cost:
xi. Construction of Link Channels of Jarewala Drain System
1 | Earth Work in excavation of drains, irrigation channels through excavator/ drag lines in all kind of soil and conditions (dry, wet slush, daldal and under water ) including its disposal and preperation of working pad for operation of machinary. (rates includes 100ft lead) | 1000 | 4410982.06
2 | Dressing and levelling of earthwork to designed section etc complete in ii) ordinary or hard soil soil | 1000 | 1949662.13
3 | Rehandling of earthwork lead upto 50ft (35% of excess cutting) | 1000 | 910707.7752
4 | Transportation of earth all types when the total distance, including the lead covered in the item of work.
| Lead 500 Feet | 1000 | 147378.58
| Lead 1000 Feet | 1000 | 224897.5
| Lead 1500 Feet | 1000 | 468525
5 | Borrowpit excavation undressed lead upto 100 ft (30 metre) in a) ordinary soil with
| Lead 250 feet | 1000 | 140702.285
xii. Data Board:
1 | Excavation in foundation of building bridges and other structures including dagbelling, dressing, refilling around structure with excavated earth, watering and ramming lead upto one chain and lift upto 5 ft. in ordinary soil | 1000 | 294
2 | Cement concrete plain including, placing, compacting, finishing and curing complete (including screening and washing of stones aggregate)
| a) Nominal mix ratio 1:4:8 | 100 | 73.5
3 | Pacca brick work in foundation and plinth in cement sand mortar ratio 1:6. | 100 | 292.5
4 | Providing and laying damp proof course of cement 1:2:4 (using cement, sand and shingle), including bitumen coating with with 2 coats of bitumen: 1½" thick (40 mm). | 100 | 117
5 | Pacca brick work other than building upto 10 ft. height in cement sand mortor ratio 1:3 | 100 | 245.1094
6 | Cement plaster 1:4 upto 20 ft. height, 3/8" thick | 100 | 691.95
7 | Providing and applying weather shield paint of approved quality on external surface of building including preparation of surface, application of primer complete in all respect white. | 100 | 691.95
8 | Writing letter or figures per letter per inch height | 1 | 1500
9 | Carriage of 100 Cf t. (2.83 cu.m) of all materials like stone aggregate, spawl, kankar lime (unslaked), surkhi , etc. or 150 Cf t. (4.25 cu.m) timber, by truck or by any othermeans owned by the contractor from Sakhi Sarwar Quarry to site 275 Km including first 11KM hilly area.
| DPC | 100 | 12.87
xiii. RD Marks:
1 | Precast reinfoced cement concrete type "C" 1:2:4. | 1 | 20.64
2 | Fabrication of mild steel reinforcement for cement concrete including cutting bending laying in position etc. complete in all respect. (deformed bars) Grade 40 | 100 | 47.16
3 | Carriage of consignment job upto 5 KMs Average | 1 | 12
4 | Placing boundary pillars in position, including digging pits. | 1 | 12
5 | Preparing surface and painting with emulation paint 3 coat. | 100 | 42
6 | Writing letter or firgures per letter per inch height (three figure each side). | 1 | 120
7 | Carriage of 100 Cf t. (2.83 cu.m) of all materials like stone aggregate, spawl, kankar lime (unslaked), surkhi , etc. or 150 Cf t. (4.25 cu.m) timber, by truck or by any othermeans owned by the contractor from Sakhi Sarwar Quarry to site 275 Km including first 11KM hilly area.
ii | PCC 1:2:4 | 100 | 18.1632
Total Cost:
xiv. Pump House No: 7 (1-L / Jarewala Drain at RD 3+750)
1 | Excavation in foundation of building, bridges and other structures, including dagbelling, dressing, refilling around structure with excavated earth, watering and ramming lead up to one chain and lift upto 5 ft. In ordinary soil (above 5 ft depth) | 1000 | 125135.8496
2 | Extra for slush or Daldal including dewatering. | 1000 | 125135.8496
Cement concrete plain including, placing, compacting, finishing and curing complete (including screening and washing of stones aggregate)
3 | a) Nominal mix ratio 1:4:8 | 100 | 1808.1333
4 | b) Nominal mix ratio 1:2:4 | 100 | 577.896
5 | Providing and fabrication of mild steel reinforcement for cement concrete, including cutting , bending, laying in position, making joints and fastening, including cost of binding wire and labour charges for binding of steel reinforcement (also includes removal of rust from bars).Deformed Bars (Grade 60) | 100 | 129118.0059
Providing and laying reinforced cement concrete (including prestressed concrete), using Sulphate resisting cement; coarse sand and screened graded and washed aggregate, in required shape and design, including forms, moulds, shuttering, lifting, compacting, curing, rendering and finishing exposed surface, complete 2) Plastering done under soffit of R.C.C. (but excluding the cost of steel reinforcement, its fabrication and placing in position etc.)
6 | a) Reinforced cement concrete in roof slab, beams, columns lintels, girders and other structural members laid in situ or precast laid in position, or prestressed members cast in situ, complete in all respects. Type B (nominal mix 1:1.5:3) | 1 | 18946.31
7 | a) Reinforced cement concrete in roof slab, beams, columns lintels, girders and other structural members laid in situ or precast laid in position, or prestressed members cast in situ, complete in all respects. Type B (nominal mix 1:1.5:3) | 1 | 9746.5802
8 | Bitumen coating to plastered or cement concrete surface. 14 lbs per 100 Sft (6.35 Kg. per Sq.m) | 100 | 9774.575
9 | Single layer of tiles 9"x4½"x1½" (225x113x40 mm) laid over 4"(100 mm) earth and 1" (25 mm) mud plaster without Bhoosa, grouted with cement sand 1:3 on top of RCC roof slab, provided with 34 lbs. per %Sft. or 1.72 Kg/Sq.m bitumen coating sand blinded. | 100 | 1394.2756
10 | Providing and laying polythene sheet under floor or roof complete 500 gauge. | 1 | 1394.2756
11 | Providing, laying, cutting, jointing, testing and disinfecting PVC/ uPVC pipe line with `B' Class working pressure complete in all respects:- 4" i/d (100 mm) | 1 | 282
12 | Providing and installing P.V.C. bends, of B.S.S.b) 4" i/d (100 mm) | 1 | 12
13 | Making top khurra on roof 2' x 2' x 6". | 1 | 6
14 | Providing and fixing windows consisting of M.S. box section frame 2"x1½", (50x40mm) leaves frame 1½"x1" (40x25mm) box section frame for glazing 3/8"x3/8" (10x10mm) using 16 SWG sheet 'U' shaped rubber supported with 1"x1/8" (25x3mm) M.S. flat for fixing 3/16" (5 mm) thick glass panes M.S. box section ½"x½" (13x13mm) of 16 SWG for fixing 24 SWG wire gauze on outer side by means of ¾"x1/8" (20x3mm) M.S. flat and screws including grill of M.S. flat ½"x1/8" (13x3mm) or ¼"x¼" (6x6mm) square bar with independent frame of ½"x½" (13x13mm) box section of 16 SWG i/c all C.P. fitting and painting 3 coats complete in all respect. | 1 | 463.92
15 | Making and fixing steel grated door with 1/16" thick 1.5mm) sheeting, including angle iron frame 2"x2"x3/8" (50x50x10 mm) and ¾" (20 mm) square bars 4" (100 mm) | 1 | 184
16 | Distempering:- 2 coats | 100 | 4838.895
17 | Providing and applying weather shield paint of approved quality on external surface of building including preparation of surface, application of primer complete in all respect: | 100 | 6169.1943
18 | Preparing surface and painting of doors and windows any type (including edges):- | 100 | 344
19 | Providing and fixing 1¼x1¼"x3/16" (31x31x5 mm) angle" iron step, in manhole chambers, including carriage and setting the same in work to correct lines and levels. | 1 | 150
20 | Providing/fixing stair railing consisting of M.S. Box section size 1-1/2"x3" of 16 SWG welded with M.S. flat 1"x1/8" continuously and welded over M.S. square bars 5/8"x5/8"punched in M.S. flat 2 ¾' high @ 5½" c/c fixed in steps of stair I/C painting 3 coats complete. | 1 | 40
21 | Providing and fixing trash rack as per drawing | 1 | 696
22 | Providing and layingTuff Pavers, having 7000PSI ,crushing strength of approved manufa cturer, over2"to3" sand cushion i/c grouting withsand in joints i/c finishing to require slope . complete in all respect. (50% Grey / 50% Coloured) 60-mm thick | 1 | 2220.225
23 | Providing & laying graded bajri ½" to 2" gauge on level (including carriage). | 100 | 585.6
24 | 1½"(40 mm) thick mosaic flooring, consisting of ½ " mosaic topping of one part of cement and marble powder in the ratio of 3:1 and two parts of marble chips, laid over 1"(25 mm) thick floor of 1:2:4 cement concrete, including rubbing and polishing complete with finishing :-using grey cement | 100 | 1394.2756
25 | Mosaic dado or skirting with one part of cement and marble powder in the ratio of 3:1 and two parts of marble chips, laid over ½"(13 mm) thick cement plaster 1:3, including rubbing and polishing, complete with finishing:(a) using grey cement: i) 1/2"(13 mm) thick | 100 | 93.35
26 | Providing and fixing marble strip of any shade for dividing the mosaic flooring into panels(a) Size 1½" x 3/8" (40 x 10 mm) | 1 | 723.4
27 | Providing and embedding 10"(250mm) wide PVC water stopper in expansion joints of RCC structures (Retaining walls, water tanks, Slabs) complete in all respect. 10mm thick | 1 | 312.94
28 | Supply and erection of PVC pipe for wiring recessed in walls, including inspection boxes, pull boxes, hooks, cutting jharries and repairing surface, etc. complete with all specials.
| a) 20mm (3/4") i/d. | 1 | 350
| b) 25 mm (1") i/d | 1 | 250
29 | Supply and erection of single core PVC insulated copper conductor cables, in prepaid P.V.C. pile/M.S. conduit/G.I. pipe/wooden strip batten/wooden casing and caping/G.I. wire/trenches (rate for cables only) (a) 250/440 volts, P.V.C. insulated.
| a) 3/0.74mm (3/0.029"). | 1 | 1000
| b) 7/0.74mm (7/0.029"). | 1 | 500
30 | Supply and connection of M.S. sheet box of 16 SWG, 10 cm (4") deep with 4.75 mm thick (3/16") bakelite sheet top, for recessed wiring, including making holes for regulators switches, plugs etc.
| b) 17.5 x 10 cm (7" x 4"). | 1 | 10
31 | Supply and erection of switches 5 amp. Piano Type. | 1 | 50
32 | Supply and erection of backlite button holder shade, large size. | 1 | 15
33 | Supply and erection of ceiling rose, bakelite. | 1 | 15
34 | Suppling,Installation and comissioning of MCB (Miniature Circuit Breaker) of specified rating made of LEGRAND FRANCE/ GE U.S.A / SCHNEIDER GERMANY /SIEMEN GERMAN/TERASAKI JAPAN/ ABB SWITZERLAND in prelaid DBs and Panels i/c the cost of screwes,necessary wire completb) Double Pole(iii) 6-63 Amp (10 KA) | 1 | 1
35 | Suppling,Installation and comissioning of MCB (Miniature Circuit Breaker) of specified rating made of LEGRAND FRANCE/ GE U.S.A / SCHNEIDER GERMANY /SIEMEN GERMAN/TERASAKI JAPAN/ ABB SWITZERLAND in prelaid DBs and Panels i/c the cost of screwes,necessary wire complet Single Pole(iii) 6-63 Amp (10 KA) | 1 | 10
36 | Providing and fixing Pakistan Energy Label NEECA approved Copper winded wall bracket Fan i/c the cost of necessary cable and hardware for connection as approved and directed by Engineer Incharge.ii) 24" Sweep dia | 1 | 10
37 | Supply and erection of tube light, including rod, choke, starter with frame, flexible wire, including connection from ceiling rose, etc., complete ii)single rod (40 watts) with one choke and one starter. | 1 | 15
Stone Pitching Work
47 | Providing and laying stone pitching/filling, dry hand packed, as filling behind retaining walls or in pitching and aprons as per drawing. (excuding carriage) | 100 | 5141.14
48 | Providing & laying graded bajri ⅛" to ½"gauge on slope (including carriage). | 100 | 812.42
49 | Providing & laying graded bajri ½" to 2" gauge on slope (including carriage). | 100 | 812.42
50 | Providing & laying graded bajri ⅛" to ½"gauge on level (including carriage). | 100 | 147.4
51 | Providing & laying graded bajri ½" to 2" gauge on level (including carriage). | 100 | 147.4
52 | Providing and laying stone pitching for top layer only on slope (excuding carriage) | 100 | 2461.88
53 | Providing and laying stone pitching for top layer only on level (excuding carriage) | 100 | 446.68
54 | Carriage of 100 Cft of all material like stone aggregate, spawl, kankar, lime (unsoaked) surkhi etc by truck or by any other means owned by the contractor, lead 300Km.(From Sakhi Sarwar) | 100 | 36777.1952
Total Cost
xv. Construction of Bridge Cum Outlet at RD 0+000 New 1-L Jarewala
1 | Dismantling brick work in lime or cement mortar | 100 | 803.25
2 | Earthwork in excavation of drains in irrigation channels through excavater / draglines in all kind of soil and conditions | 1000 | 8700
3 | Excavation in foundation of building, bridges and other structures, including dagbelling, dressing, refilling around structure with excavated earth, watering and ramming lead up to one chain and lift upto 5 ft. In ordinary soil (above 5 ft depth) | 1000 | 6543.01
4 | Cement concrete plain including, placing, compacting, finishing and curing complete (including screening and washing of stones aggregate)
| a) Nominal mix ratio 1:4:8 | 100 | 435.94
5 | Providing and fabrication of mild steel reinforcement for cement concrete, including cutting , bending, laying in position, making joints and fastening, including cost of binding wire and labour charges for binding of steel reinforcement (also includes removal of rust from bars).Deformed Bars (Grade 60) | 100 | 20607.3891
6 | Providing and laying reinforced cement concrete (including prestressed concrete), using Sulphate resisting cement; coarse sand and screened graded and washed aggregate, in required shape and design, including forms, moulds, shuttering, lifting, compacting, curing, rendering and finishing exposed surface, complete 2) Plastering done under soffit of R.C.C. (but excluding the cost of steel reinforcement, its fabrication and placing in position etc.)
a | a) Reinforced cement concrete in roof slab, beams, columns lintels, girders and other structural members laid in situ or precast laid in position, or prestressed members cast in situ, complete in all respects. Type B (nominal mix 1:1.5:3) | 1 | 4517.97
b | b) Reinforcement cement concrete in slab of rafts/strip foundation, base slab of column and retaining walls, etc and other structural members not requiring form work(i.e horizontal shuttering) complete in all respect: Type B (Nominal Mix 1:1.5:3 ) | 1 | 1972.18
7 | Bitumen coating to plastered or cement concrete surface. 14 lbs per 100 Sft (6.35 Kg. per Sq.m) | 100 | 2183.812
8 | Providing, laying, cutting, jointing, testing and disinfecting PVC/ uPVC pipe line with `B' Class working pressure complete in all respects:- 4" i/d (100 mm) | 1 | 6
9 | Plain wood work for regulation karries or needles, etc. including sawing, planning, wroughting wood and providing and fixing steel parts of karries i.e. end strip and rods, etc. b) Shisham wood | 1 | 143.55
Stone Pitching Work
1 | Earthwork in excavation of drains in irrigation channels through excavater / draglines in all kind of soil and conditions | 1000 | 2700.32
2 | Providing and laying stone pitching/filling, dry hand packed, as filling behind retaining walls or in pitching and aprons as per drawing. (excuding carriage) | 100 | 2700.32
3 | Formation dressing and preparing subgrade, on slope | 100 | 785.3328
4 | Formation dressing and preparing subgrade, in bed. | 100 | 136
5 | Providing & laying graded bajri ⅛" to ½"gauge on slope (including carriage). | 100 | 259.1598
6 | Providing & laying graded bajri ½" to 2" gauge on slope (including carriage). | 100 | 259.1598
7 | Providing & laying graded bajri ⅛" to ½"gauge on level (including carriage). | 100 | 54.3312
8 | Providing & laying graded bajri ½" to 2" gauge on level (including carriage). | 100 | 54.3312
9 | Providing and laying stone pitching for top layer only on slope (excuding carriage) | 100 | 785.3328
10 | Providing and laying stone pitching for top layer only on level (excuding carriage) | 100 | 164.64
11 | Carriage of 100 Cft of all material like stone aggregate, spawl, kankar, lime (unsoaked) surkhi etc by truck or by any other means owned by the contractor, lead 300Km.(From Sakhi Sarwar) | 100 | 10655.6278
12 | Credit to old material
| Brick batts | 100 | 803.25
Total Cost
xvi. Construction of Canal Cum Canal Aquaduct Cum Bridge at Jarewala Main Drain
1 | Dismantling and removing road pavement, etc.,including screening and stacking of byproducts upto one chain lead (30 metre). | 100 | 1155
2 | Dismantling brick work in lime or cement mortar | 100 | 507.9375
3 | Dismantling cement concrete reinforced, separating reinforcement from concrete, cleaning and straightening the same. | 100 | 422.5
4 | Earthwork in excavation of drains in irrigation channels through excavater / draglines in all kind of soil and conditions | 1000 | 32500
5 | Barrow pit excavation undressed lead up to 100 ft in ordinary soil. | 1000 | 40500
6 | Rehandling of earthwork:Upto a lead of 50 ft. (15 m). | 1000 | 40500
7 | Providing and laying R.C.C. pipe sewers, moulded with cement concrete 4000 psi conforming to Specification C-76-20, Class II. Wall B, including carriage of pipe from factory to site of work, lowering in trenches to correct alignment and grade, jointing with rubber ring,cutting pipes where necessary, testing, etc., complete. 24 inch internal dia | 1 | 112
8 | Excavation in foundation of building, bridges and other structures, including dagbelling, dressing, refilling around structure with excavated earth, watering and ramming lead up to one chain and lift upto 5 ft. In ordinary soil (above 5 ft depth) | 1000 | 2658.1
Cement concrete plain including, placing, compacting, finishing and curing complete (including screening and washing of stones aggregate)
9 | a) Nominal mix ratio 1:4:8 | 100 | 531.56
10 | Providing and fabrication of mild steel reinforcement for cement concrete, including cutting , bending, laying in position, making joints and fastening, including cost of binding wire and labour charges for binding of steel reinforcement (also includes removal of rust from bars).Deformed Bars (Grade 60) | 100 | 27968.8197
11 | Providing and laying reinforced cement concrete (including prestressed concrete), using Sulphate resisting cement; coarse sand and screened graded and washed aggregate, in required shape and design, including forms, moulds, shuttering, lifting, compacting, curing, rendering and finishing exposed surface, complete 2) Plastering done under soffit of R.C.C. (but excluding the cost of steel reinforcement, its fabrication and placing in position etc.)
a | a) Reinforced cement concrete in roof slab, beams, columns lintels, girders and other structural members laid in situ or precast laid in position, or prestressed members cast in situ, complete in all respects. Type B (nominal mix 1:1.5:3) | 1 | 6010.66
b | b) Reinforcement cement concrete in slab of rafts/strip foundation, base slab of column and retaining walls, etc and other structural members not requiring form work(i.e horizontal shuttering) complete in all respect: Type B (Nominal Mix 1:1.5:3 ) | 1 | 2797.92
12 | Providing and embedding 10"(250mm) wide PVC water stopper in expansion joints of RCC structures (Retaining walls, water tanks, Slabs) complete in all respect. 10mm thick | 1 | 51.34
13 | Bitumen coating to plastered or cement concrete surface. 14 lbs per 100 Sft (6.35 Kg. per Sq.m) | 100 | 2047.1232
14 | Providing, laying, cutting, jointing, testing and disinfecting PVC/ uPVC pipe line with `B' Class working pressure complete in all respects:- 4" i/d (100 mm) | 1 | 6
15 | Providing and laying sub-base course of stone productof approved quality and grade, including placing, mixing, spreading and compaction of sub-base material torequired depth, camber, grade to achieve 100% maximum modified AASHO dry density, including carriage of all material to site of work except gravel and. aggregate. Crushed stone aggregate. | 100 | 825
16 | Providing and laying base course of crushed stone aggregate of approved quality and grade, and supply and spreading of stone screening, including placing, mixing,spreading and compaction of base course material to required depth, camber and grade to achieve 100% maximum modified AASHO dry density, including carriage of all materials to site of work except gravel and. aggregate. | 100 | 825
17 | Providing and laying road edging of 3" (75 mm) wide and | 1 | 200
18 | Providing surface treatment of roads,including supply of bitumen and bajri/crushed stone aggregate of approved quality,including cleaning of road surface,heating,spraying bitumen,spreading bajri and rollingetc.complete including carriageof all material stosite of work excep tbajjri/crushed stone aggregate for which supplywithin 3miles(5.0km)isincluded in the rate.
a | 1st coat 35 lbs. bitumen, and 4 Cft. bajri of nominal size 1" (25 mm) per 100 sq. feet or 1.72 Kg bitumen and 0.017 cu.metre bajri per square metre.. | 100 | 1650
b | 2nd coat 18 lbs. bitumen, and 2 Cft. bajri of nominal size ½" (13 mm) per %sft or 1.23 Kg bitumen and 0.008 cu. metre bajri per sq.metre. | 100 | 1650
c | 3rd coat 14 lbs. bitumen, and 1.5 Cft. bajri of nominal size ¼" (6 mm) per %sft or 0.69 Kg bitumen and 0.005 cubic metre bajjri per sq.metre. | 100 | 1650
Stone Pitching Work
19 | Earthwork in excavation of drains in irrigation channels through excavater / draglines in all kind of soil and conditions | 1000 | 967.13
20 | Providing and laying stone pitching/filling, dry hand packed, as filling behind retaining walls or in pitching and aprons as per drawing. (excuding carriage) | 100 | 967.13
21 | Formation dressing and preparing subgrade, on slope | 100 | 614.7245
22 | Formation dressing and preparing subgrade, in bed. | 100 | 96
23 | Providing & laying graded bajri ⅛" to ½"gauge on slope (including carriage). | 100 | 202.8591
24 | Providing & laying graded bajri ½" to 2" gauge on slope (including carriage). | 100 | 202.8591
25 | Providing & laying graded bajri ⅛" to ½"gauge on level (including carriage). | 100 | 31.68
26 | Providing & laying graded bajri ½" to 2" gauge on level (including carriage). | 100 | 31.68
27 | Providing and laying stone pitching for top layer only on slope (excuding carriage) | 100 | 614.7245
28 | Providing and laying stone pitching for top layer only on level (excuding carriage) | 100 | 96
29 | Carriage of 100 Cft of all material like stone aggregate, spawl, kankar, lime (unsoaked) surkhi etc by truck or by any other means owned by the contractor, lead 300Km.(From Sakhi Sarwar) | 100 | 11198.2497
30 | Credit to old material
a | Steel | 1 | 1267.5
b | Brick batts | 100 | 507.94
Total Cost
xvii. Construction of Bridge at New 1-L / Jjarwewala Drain at RD 4+000
1 | Excavation in foundation of building, bridges and other structures, including dagbelling, dressing, refilling around structure with excavated earth, watering and ramming lead up to one chain and lift upto 5 ft. In ordinary soil (above 5 ft depth) | 1000 | 19789.77
2 | Cement concrete plain including, placing, compacting, finishing and curing complete (including screening and washing of stones aggregate)
| a) Nominal mix ratio 1:4:8 | 100 | 358.89
| b) Nominal mix ratio 1:2:4 | 100 | 100.31
3 | Providing and fabrication of mild steel reinforcement for cement concrete, including cutting , bending, laying in position, making joints and fastening, including cost of binding wire and labour charges for binding of steel reinforcement (also includes removal of rust from bars).Deformed Bars (Grade 60) | 100 | 12287.5941
4 | Providing and laying reinforced cement concrete (including prestressed concrete), using Sulphate resisting cement; coarse sand and screened graded and washed aggregate, in required shape and design, including forms, moulds, shuttering, lifting, compacting, curing, rendering and finishing exposed surface, complete 2) Plastering done under soffit of R.C.C. (but excluding the cost of steel reinforcement, its fabrication and placing in position etc.)
a | a) Reinforced cement concrete in roof slab, beams, columns lintels, girders and other structural members laid in situ or precast laid in position, or prestressed members cast in situ, complete in all respects. Type B (nominal mix 1:1.5:3) | 1 | 2130.79
b | b) Reinforcement cement concrete in slab of rafts/strip foundation, base slab of column and retaining walls, etc and other structural members not requiring form work(i.e horizontal shuttering) complete in all respect: Type B (Nominal Mix 1:1.5:3 ) | 1 | 1739.1
5 | Bitumen coating to plastered or cement concrete surface. 14 lbs per 100 Sft (6.35 Kg. per Sq.m) | 100 | 978.1224
6 | Providing, laying, cutting, jointing, testing and disinfecting PVC/ uPVC pipe line with `B' Class working pressure complete in all respects:- 4" i/d (100 mm) | 1 | 6
Stone Pitching Work
7 | Earthwork in excavation of drains in irrigation channels through excavater / draglines in all kind of soil and conditions | 1000 | 967.13
8 | Providing and laying stone pitching/filling, dry hand packed, as filling behind retaining walls or in pitching and aprons as per drawing. (excuding carriage) | 100 | 967.13
9 | Formation dressing and preparing subgrade, on slope | 100 | 594.5328
10 | Formation dressing and preparing subgrade, in bed. | 100 | 96
11 | Providing & laying graded bajri ⅛" to ½"gauge on slope (including carriage). | 100 | 196.1958
12 | Providing & laying graded bajri ½" to 2" gauge on slope (including carriage). | 100 | 196.1958
13 | Providing & laying graded bajri ⅛" to ½"gauge on level (including carriage). | 100 | 31.68
14 | Providing & laying graded bajri ½" to 2" gauge on level (including carriage). | 100 | 31.68
15 | Providing and laying stone pitching for top layer only on slope (excuding carriage) | 100 | 594.5328
16 | Providing and laying stone pitching for top layer only on level (excuding carriage) | 100 | 96
17 | Carriage of 100 Cft of all material like stone aggregate, spawl, kankar, lime (unsoaked) surkhi etc by truck or by any other means owned by the contractor, lead 300Km.(From Sakhi Sarwar) | 100 | 5817.7797
Total Cost
xviii. Construction of Bridge at New 1-L / Jjarwewala Drain at RD 9+500
1 | Excavation in foundation of building, bridges and other structures, including dagbelling, dressing, refilling around structure with excavated earth, watering and ramming lead up to one chain and lift upto 5 ft. In ordinary soil (above 5 ft depth) | 1000 | 23091.93
2 | Cement concrete plain including, placing, compacting, finishing and curing complete (including screening and washing of stones aggregate)
| a) Nominal mix ratio 1:4:8 | 100 | 358.89
| b) Nominal mix ratio 1:2:4 | 100 | 100.31
3 | Providing and fabrication of mild steel reinforcement for cement concrete, including cutting , bending, laying in position, making joints and fastening, including cost of binding wire and labour charges for binding of steel reinforcement (also includes removal of rust from bars).Deformed Bars (Grade 60) | 100 | 15546.3758
4 | Providing and laying reinforced cement concrete (including prestressed concrete), using Sulphate resisting cement; coarse sand and screened graded and washed aggregate, in required shape and design, including forms, moulds, shuttering, lifting, compacting, curing, rendering and finishing exposed surface, complete 2) Plastering done under soffit of R.C.C. (but excluding the cost of steel reinforcement, its fabrication and placing in position etc.)
a | a) Reinforced cement concrete in roof slab, beams, columns lintels, girders and other structural members laid in situ or precast laid in position, or prestressed members cast in situ, complete in all respects. Type B (nominal mix 1:1.5:3) | 1 | 3157.12
b | b) Reinforcement cement concrete in slab of rafts/strip foundation, base slab of column and retaining walls, etc and other structural members not requiring form work(i.e horizontal shuttering) complete in all respect: Type B (Nominal Mix 1:1.5:3 ) | 1 | 1739.1
5 | Bitumen coating to plastered or cement concrete surface. 14 lbs per 100 Sft (6.35 Kg. per Sq.m) | 100 | 1471.4804
6 | Providing, laying, cutting, jointing, testing and disinfecting PVC/ uPVC pipe line with `B' Class working pressure complete in all respects:- 4" i/d (100 mm) | 1 | 6
Stone Pitching Work
7 | Earthwork in excavation of drains in irrigation channels through excavater / draglines in all kind of soil and conditions | 1000 | 967.13
8 | Providing and laying stone pitching/filling, dry hand packed, as filling behind retaining walls or in pitching and aprons as per drawing. (excuding carriage) | 100 | 967.13
9 | Formation dressing and preparing subgrade, on slope | 100 | 594.5328
10 | Formation dressing and preparing subgrade, in bed. | 100 | 96
11 | Providing & laying graded bajri ⅛" to ½"gauge on slope (including carriage). | 100 | 196.1958
12 | Providing & laying graded bajri ½" to 2" gauge on slope (including carriage). | 100 | 196.1958
13 | Providing & laying graded bajri ⅛" to ½"gauge on level (including carriage). | 100 | 31.68
14 | Providing & laying graded bajri ½" to 2" gauge on level (including carriage). | 100 | 31.68
15 | Providing and laying stone pitching for top layer only on slope (excuding carriage) | 100 | 594.5328
16 | Providing and laying stone pitching for top layer only on level (excuding carriage) | 100 | 96
17 | Carriage of 100 Cft of all material like stone aggregate, spawl, kankar, lime (unsoaked) surkhi etc by truck or by any other means owned by the contractor, lead 300Km.(From Sakhi Sarwar) | 100 | 6679.8969
Total Cost
xix. Culverts
1 | Dismantling brick work in lime or cement mortar | 100 | 803.25
2 | Earthwork in excavation of drains in irrigation channels through excavater / draglines in all kind of soil and conditions | 1000 | 8700
3 | Excavation in foundation of building, bridges and other structures, including dagbelling, dressing, refilling around structure with excavated earth, watering and ramming lead up to one chain and lift upto 5 ft. In ordinary soil (above 5 ft depth) | 1000 | 6543.01
4 | Cement concrete plain including, placing, compacting, finishing and curing complete (including screening and washing of stones aggregate)
| a) Nominal mix ratio 1:4:8 | 100 | 435.94
5 | Providing and fabrication of mild steel reinforcement for cement concrete, including cutting , bending, laying in position, making joints and fastening, including cost of binding wire and labour charges for binding of steel reinforcement (also includes removal of rust from bars).Deformed Bars (Grade 60) | 100 | 20607.3891
6 | Providing and laying reinforced cement concrete (including prestressed concrete), using Sulphate resisting cement; coarse sand and screened graded and washed aggregate, in required shape and design, including forms, moulds, shuttering, lifting, compacting, curing, rendering and finishing exposed surface, complete 2) Plastering done under soffit of R.C.C. (but excluding the cost of steel reinforcement, its fabrication and placing in position etc.)
a | a) Reinforced cement concrete in roof slab, beams, columns lintels, girders and other structural members laid in situ or precast laid in position, or prestressed members cast in situ, complete in all respects. Type B (nominal mix 1:1.5:3) | 1 | 4517.97
b | b) Reinforcement cement concrete in slab of rafts/strip foundation, base slab of column and retaining walls, etc and other structural members not requiring form work(i.e horizontal shuttering) complete in all respect: Type B (Nominal Mix 1:1.5:3 ) | 1 | 1972.18
7 | Bitumen coating to plastered or cement concrete surface. 14 lbs per 100 Sft (6.35 Kg. per Sq.m) | 100 | 2183.812
8 | Providing, laying, cutting, jointing, testing and disinfecting PVC/ uPVC pipe line with `B' Class working pressure complete in all respects:- 4" i/d (100 mm) | 1 | 6
9 | Plain wood work for regulation karries or needles, etc. including sawing, planning, wroughting wood and providing and fixing steel parts of karries i.e. end strip and rods, etc. b) Shisham wood | 1 | 143.55
Stone Pitching Work
9 | Earthwork in excavation of drains in irrigation channels through excavater / draglines in all kind of soil and conditions | 1000 | 2700.32
10 | Providing and laying stone pitching/filling, dry hand packed, as filling behind retaining walls or in pitching and aprons as per drawing. (excuding carriage) | 100 | 2700.32
11 | Formation dressing and preparing subgrade, on slope | 100 | 785.3328
12 | Formation dressing and preparing subgrade, in bed. | 100 | 136
13 | Providing & laying graded bajri ⅛" to ½"gauge on slope (including carriage). | 100 | 259.1598
14 | Providing & laying graded bajri ½" to 2" gauge on slope (including carriage). | 100 | 259.1598
15 | Providing & laying graded bajri ⅛" to ½"gauge on level (including carriage). | 100 | 54.3312
16 | Providing & laying graded bajri ½" to 2" gauge on level (including carriage). | 100 | 54.3312
17 | Providing and laying stone pitching for top layer only on slope (excuding carriage) | 100 | 785.3328
18 | Providing and laying stone pitching for top layer only on level (excuding carriage) | 100 | 164.64
19 | Carriage of 100 Cft of all material like stone aggregate, spawl, kankar, lime (unsoaked) surkhi etc by truck or by any other means owned by the contractor, lead 300Km.(From Sakhi Sarwar) | 100 | 10655.6278
20 | Credit to old material
a | Brick batts | 100 | 803.25
xx. Tubewell Rooms
1 | Excavation in foundation of building, bridges, and other structures, including dag belling, dressing refilling around structure with excavated earth, watering and ramming lead upto one chain (30m)and lift upto 5' (1.5 m) (b) in ordinary soil.1)By Manual | 1000 | 2724.4595
2 | Spraying termite proofing by using liquid FMC / Biflex/ Terminex Exin/Ms Hextaror equivalent@specified suspension concenterate (SC), MixingAbility-HEXTAR with Ratio (1:250)= 540 Sft or equivalent approved liquid applying with shower and certificate will be provided by the contractor for10-years complete in all respect.as approved by the Engineer Incharge. | 1 | 2542.5
3 | Cement concrete plain including, placing, compacting, finishing and curing complete (including screening and washing of stones aggregate) |  | 0
| a) Nominal mix ratio 1:4:8 | 100 | 528.0622
4 | Pacca brick work in foundation and plinth in cement sand mortar ratio 1:6. | 100 | 1575.2
5 | Providing and laying damp proof course of cement 1:2:4 (using cement, sand and shingle), including bitumen coating with one coat of bitumen and one coat polythenesheet 500 gauge 1½" thick (40 mm). | 100 | 322.5
6 | Providing and laying vertical damp proof course with cement sand plaster and bitumen coating with one coat of bitumen and one coat of polythene sheet 500 gauge-Ratio 1:3 a) ½ " thick (13 mm) | 100 | 600
7 | Filling watering ramming earth under floors with surplus earth from foundation etc. | 1000 | 750
8 | Pacca brick work in ground floor. Cement sand mortar Ratio 1:4. | 100 | 1454.5
9 | Providing and laying reinforced cement concrete (including prestressed concrete), using Sulphate resisting cement; coarse sand and screened graded and washed aggregate, in required shape and design, including forms, moulds, shuttering, lifting, compacting, curing, rendering and finishing exposed surface, complete 2) Plastering done under soffit of R.C.C. (but excluding the cost of steel reinforcement, its fabrication and placing in position etc.) |  | 0
| a) Reinforced cement concrete in roof slab, beams, columns lintels, girders and other structural members laid in situ or precast laid in position, or prestressed members cast in situ, complete in all respects. Type B (nominal mix 1:2:4) | 1 | 770.829
10 | b) Reinforcement cement concrete in slab of rafts/strip foundation, base slab of column and retaining walls, etc and other structural members not requiring form work(i.e horizontal shuttering) complete in all respect: Type B (Nominal Mix 1:2:4) | 1 | 92.0391
11 | Providing and Fabrication of mild steel reinforcement for cement concrete, including cutting, bending, laying in position, 13 making joints and fastenings, including cost of binding wire and labour charges for binding of steel reinforcement (also includes removal of rust from bars):- Deformed bars (Grade-60). | 100 | 5177.2084
12 | Providing and fixing windows consisting of M.S box section frame 2" x 1½" ( 50 x 40mm) Leaves frame 1½" x 1" (40 x 25 mm) box section frame for glazing 3/8" x 3/8" (10 x 10 mm) using 16 SWG sheet 'U' shaped rubber supported with 1" x 1/8" (25 x 3 mm) M.S. flat for fixing 3/16" (5 mm) thick glass panes M.S. box section 1/2" x 1/2" (13 x 13 mm) of 16 SWG for fixing 24 SWG wire gauge on outer side by means of 3/4" x 1/8" (20 x 3 mm) M.S. flat and screws including grill of M.S. flat 1/2" x 1/8" (13 x 3 mm) or 1/4" x 1/4" (6 x 6 mm) square bar with independent frame of 1/2" x 1/2" (13 x 13 mm) box section of 16 SWG i/c all C.P fitting and painting 3 coats complete in all respect. | 1 | 160
13 | Providing and fixing mild steel chowkat of doors windows C. windows etc. including holdfast making and threading 18 holes for hinges etc. complete 1½" x 1½" x 1/4" (40 x 40 x 6 mm) welded with M.S. flat 2" x 1/4" (50 m M.S. angle iron). | 1 | 200
14 | Making and fixing steel grated door with 1/16" thick sheeting, including angle iron frame 2" x 2" x 3/8"and 3/4" square bars 4" centre to centre. with locking arrangement (Two No.). | 1 | 245
15 | Providing and laying single layer of tile 9" x 4½" x 1½" laid over 4" earth and 1" thick mud plaster without bhoosa, grouted with cement mud (1:3) on top of R.C.C. roof, slab, provided with 34 lbs. per % Sft. Or 1.72 Kg./Sq.m. bitumen coating sand blinded. | 100 | 477.8125
16 | Providing and laying polythene sheet under floor or roof complete 500 gauge. | 1 | 497.8125
17 | Supplying and filling sand under floor or plugging in wells. | 100 | 204.6875
18 | Providing and laying watering and ramming brick ballast 1½" to 2" (40 mm to 50 mm) mixed with 25% sand for floor foundation complete in all respect. | 100 | 244.6875
19 | Cement concrete plain including, placing, compacting, finishing and curing complete (including screening and washing of stones aggregate) |  | 0
| b) Nominal mix ratio 1:2:4 | 100 | 229.3
20 | Cement plaster 1:4 upto 20' (6.00 m) height 1/2" (13 mm) thick. | 100 | 2841.525
21 | Cement plaster 3/8" (10 mm thick under soffit of R.C.C. roof slabs only, upto 20' height (Ratio 1:3). | 100 | 572.6
22 | Cement pointing struck joints on wall upto 20' (6m) height (a) Ratio 1:2 including extra cost of labour and material for red oxide pigment in cement pointing to match with the colour of bricks. | 100 | 2449.375
23 | Providing, laying, cutting, jointing, testing and disinfecting PVC/ uPVC pipe line with `B' Class working pressure complete in all respects:- 4" i/d (100 mm) | 1 | 65
24 | Providing and installing P.V.C. bends, of B.S.S.b) 4" i/d (100 mm) | 1 | 10
25 | Making top khurra on roof 2' x 2' x 6". | 1 | 5
26 | Distempering:- 3 coat | 100 | 2551.35
27 | Providing and applying weather shield paint of approved quality on external surface of building including preparation of surface, application of primer complete in all respect: | 100 | 862.775
28 | Preparing surface and painting of doors and windows any type (including edges):- | 100 | 445
29 | Fabrication of heavy steel work, with angle, tees, flat iron round iron and sheet iron for making trusses, girders, tanks, etc., including cutting, drilling, revitting, handling, assembling and fixing, but excluding erection in position. | 100 | 1674.7936
30 | Supply and erection of PVC pipe for wiring recessed in walls, including inspection boxes, pull boxes, hooks, cutting jharries and repairing surface, etc. complete with all specials.
| a) 20mm (3/4") i/d. | 1 | 300
| b) 25 mm (1") i/d | 1 | 150
| c) 50 mm (2") i/d | 1 | 75
31 | Supply and erection of single core PVC insulated copper conductor cables, in prepaid P.V.C. pile/M.S. conduit/G.I. pipe/wooden strip batten/wooden casing and caping/G.I. wire/trenches (rate for cables only) (a) 250/440 volts, P.V.C. insulated.
| a) 3/0.74mm (3/0.029"). | 1 | 900
| b) 7/0.74mm (7/0.029"). | 1 | 300
32 | Supply and erection of copper conductor cable for service connection in prepaid pipe/G.I. wire/trenches, etc. (rate for cable only) (a) PVC insulated, PVC sheathed, twin core, 250/440 volts 7/0.44" (7/1.12mm). | 1 | 200
33 | Supply and connection of M.S. sheet box of 16 SWG, 10 cm (4") deep with 4.75 mm thick (3/16") bakelite sheet top, for recessed wiring, including making holes for regulators switches, plugs etc.
| a) 10 x 10 cm (4" x 4"). | 1 | 5
| b) 17.5 x 10 cm (7" x 4"). | 1 | 5
| c) 22.5 x 10 cm (9" x 4"). | 1 | 5
34 | Supply and erection of switches 5 amp. Piano Type. | 1 | 100
35 | Supply and erection of ceiling rose, bakelite. | 1 | 20
36 | Supply and erection of wall socket with 3 pin 5 amp shoe. | 1 | 10
37 | Supply and erection of 3 pin switch and plug combined recessed type (ii) 10/15 amp. | 1 | 5
38 | P/F wall mounted DB (Distribution Board) made with 16SWG Sheet (Recessded/Surface mounted Type), Powder coated Paint, i/c the cost of Lock, Indication lights,Thimble, Copper Comb, Wiring, Netural & Earth Bar, Door Earthing, Digital Voltmeter,Digital Ammeter,Volt Selector Switch,Ammeter selector switch,Current Transformers and Controles Complete in all respect as approved and directed by the Engineer Incharge (Breakers will be Paid Separately)(a) 6" deep (i) 20~60A | 1 | 5
39 | Suppling,Installation and comissioning of MCB (Miniature Circuit Breaker) of specified rating made of LEGRAND FRANCE/ GE U.S.A / SCHNEIDER GERMANY /SIEMEN GERMAN/TERASAKI JAPAN/ ABB SWITZERLAND in prelaid DBs and Panels i/c the cost of screwes,necessary wire complet Single Pole(iii) 6-63 Amp (10 KA) | 1 | 30
40 | Supplying, Installation and commissioning of MCCB (Moulded Case Circuit Breaker)of specified rating made of LEGRAND FRANCE /GEU.S.A/ SCHNEIDER GERMANY/ TERASAKI JAPAN/ SIEMEN/ ABBSWITZERLAND or approved equivalent manufacturer (withfixedThermal-MagneticTrip)in prelaid DB sand Panels i/c the cost of screws, necessary wire complete in all respect as approved and directed by the EngineerIncharge. a) Triple Pole (ii) 15-100 Amp (10 KA,15KA) | 1 | 10
41 | Supplying, Installation and commissioning of MCCB (Moulded Case Circuit Breaker)of specified rating made of LEGRAND FRANCE /GEU.S.A/ SCHNEIDER GERMANY/ TERASAKI JAPAN/ SIEMEN/ ABBS WITZERLAND or approved equivalent manufacturer (withfixedThermal-MagneticTrip)in prelaid DB sand Panels i/c the cost of screws, necessary wire complete in all respect as approved and directed by the EngineerIncharge. a) Triple Pole With Adjustable Thermal-Magnetic Trip /Electronic Trip (60-100%) (i) 25-100 Amp | 1 | 5
42 | Supply and erection of tube light, including rod, choke, starter with frame, flexible wire, including connection from ceiling rose, etc., complete ii)single rod (40 watts) with one choke and one starter. | 1 | 15
43 | Supply and erection of bakelite button holder shade, large size | 1 | 15
44 | Carriage of 100 Cf t. (2.83 cu.m) of all materials like stone aggregate, spawl, kankar lime (unslaked), surkhi , etc. or 150 Cf t. (4.25 cu.m) timber, by truck or by any othermeans owned by the contractor from Sakhi Sarwar Quarry to site 275 Km including first 11KM hilly area.
i | PCC 1:4:8 | 100 | 506.9397
ii | PCC 1:2:4 | 100 | 201.784
iii | RCC 1.2.4 | 100 | 759.3239
iv | DPC 1.2.4 | 100 | 35.475
Total Cost:
20. Installation of Pumps, Motors and Allied accessories (Mechanical Works for Jarewala Drain) PS-7
1 | Providing installation, testing and commissioning of horizontal centrifugal pump having discharge capacity of 10 cusec against 40 ft - 45 ft head including pump, motor, bowl assembly, column set, pre-lubrication tank, foundation fixing and alignment, MCCB/control panel with all electrical cables, accessories and connections from transformer to pump including earthing and protection devices, complete suction piping inside the chamber (SS/MS/CI) and delivery piping up to the outlet basin (40–50 ft) of approved material (Fibre reinforced cement/upvc of suitable internal diameter size as approved by E-in-C) with all bends, flanges, valves, gaskets, supports and accessories, and carrying out all works necessary for energizing, testing and full-load commissioning of the complete pump set in all respects.. Pump shall have min. 82% efficiency which should be verified according to ISO 9906-1B standard. Material of pump casing shall be Gray cast iron EN-GJL-250 having impeller in Stainless Steel grade 1.4408. Pump shall be coated internally with epoxy paint. Material of pump shall be verified according to material test certificate EN 10204-3.1. Motor shall be of reputed manufacturer having min. IE3 efficiency class. Rating of motor to be 45 KW (60HP, 950 rpm)/6 pole, 3 phase, 50 Hz, 380/400 Volts. Manufacturer shall have its own testing facility to verify pumps hydraulic performance testing. Manufacturer shall have its own material testing lab to verify metallurgical testing. [including transportation and all overhead charges] | Job | 6
2 | Providing, installation, testing and comissioning of 5 Ton capacity Gantry Craine, with girder bridge type arrangement, fitted with electric motor for its operation and mobility, electric wiring and fixing in position, complete in all rspect. | No. | 1
3 | GNSS (Topographical) Surveying instrument with Base, Rover, Controller complete in all respect | No | 1
4 | Providing and supplying a complete aerial topographic survey package consisting of a professional RTK-enabled survey drone, high-resolution photogrammetry camera, licensed processing software, additional 8 batteries with charging hub, Ground Control Point (GCP) sets/markers, High graded RTK base station kit with tripod and pole, and 5 TB rugged NVMe SSD storage, complete in all respects (Equivalent: DJI Matrice 350 RTK Drone, Zenmuse P1c etc) | No | 1
5 | Providing and supplying a Total Station with angle accuracy ≤5″, EDM reflectorless range ≥500 m, prism range ≥1500 m, distance accuracy ±(2 mm + 2 ppm), 30× telescope, dual-axis compensator, rechargeable batteries with charger, prism set with pole, tripod, data storage/USB/Bluetooth interface, carrying case, calibration certificate, and all accessories complete. | No | 1
6 | Providing and supplying an automatic self-leveling Auto-Level with minimum 32× magnification, ±2 mm/km accuracy, dual-axis compensator, tripod, 2.5 m leveling staff, carrying case, calibration certificate, and all accessories complete. | No | 4
7 | Providing and supplying a high-performance workstation laptop with Intel Core i9-14900HX / AMD Ryzen 9 7940HX or higher, 64GB DDR5 RAM, 2TB NVMe Gen-5 M.2 SSD, dedicated NVIDIA RTX 4080 (12GB) or higher GPU, Windows 11 Pro, full-size keyboard with numeric pad, complete with premium laptop bag, wireless headphones (Sennheiser/Beats/Sony/Anker or equivalent), USB 3.2 Gen-2 (10Gbps) flash drive, and Logitech MX Master 3S wireless mouse or equivalent, complete in all respects. | No | 2
Total:
21. Installation and Solarization of Pumps
1 | Providing installation, testing, and commissioning of a 64 kW Solar PV system capable of operating a horizontal centrifugal pump with discharge 10 cusec against 40 - 45 ft head, pump minimum 82% efficiency verified as per ISO 9906-1B standard, including Tier-1 Bloomberg-certified mono/ bi-facial N-type solar panels (JINKO / LONGI / JA / Canadian / AKCome / TW / Trina, 700+ W/panel, 23.5% efficiency), solar pump inverter INVT suitably rated for system capacity, mounted on 12 ft high L2/L3/L4 galvanized steel structure (14 gauge) with complete mechanical and civil works, DC and AC cabling using XLPE/PVC insulated tin-coated copper wires, combiner boxes, AC & DC breakers, SPDs (A+ grade), all distribution/protection boxes (12"×18"×18" SWG or equivalent), PVC pipes, flexible pipes (1–1.5"), thimbles (O-type, U-type with shrouds), Rawl bolts, nuts and bolts, complete earthing system, lightning arrestor, all civil works, foundations, and supports, electrical connections for net metering with meter, transportation of all materials from warehouse to site, testing, commissioning, and manufacturer-provided maintenance/after-sales service for 2 years, complete in all respects as directed by the Engineer-in-Charge. | No | 6
Total:
22. Environmental Monitoring Cost
1 | For Construction Phase
a | Surface water Monitoring | Lump Sump | 1
b | Groundwater Monitoring | Lump Sump | 1
c | Ambient Air Quality Monitoring | Lump Sump | 1
2 | For Operational Phase
a | Surface water Monitoring | Lump Sump | 1
b | Groundwater Monitoring | Lump Sump | 1
3 | Drinking Water & Groundwater Monitoring near disposal Pit
a | Drinking Water Monitoring | Lump Sump | 1
b | Groundwater Monitoring | Lump Sump | 1
4 | Training
a | Training Session | Lump Sump | 5
5 | Emergency Plan | Lump Sump | 1
6 | Environmental Audit Cost | Lump Sump | 3
7 | Site Visits by Regulatory Authorities | Lump Sump | 1
8 | Traffic Management Cost
a | Sign Board | Lump Sump | 1
b | Barricading Fence along Access Roads | Lump Sump | 1
c | Temporary Speed Breakers | Lump Sump | 1
d | Controlling Dust Pollution | Lump Sump | 1
e | Relocation of amenities and localized widening of road and barrier | Lump Sump | 1
Total Cost

## BOQ with Rates
MITIGATION OF WATERLOGGING IN DISTRICT RAHIMYAR KHAN
BOQ
Sr. No | Item | Unit | Quantity | Rate | Amount (PKR)
1. 2-L Manthar Drain (RD 0+000 to 31+568) |  |  |  |  | 24248830.0754 | 0.98545 | 24248831.0608
i. Earthwork
1 | Earth Work in excavation of drains, irrigation channels through excavator/ drag lines in all kind of soil and conditions (dry, wet slush, daldal and under water ) including its disposal and preperation of working pad for operation of machinary. (rates includes 100ft lead) | 1000 | 616487.5 | 4640.7 | 2860933.5412
2 | Dressing and levelling of earthwork to designed section etc complete in ii) ordinary or hard soil soil | 1000 | 174315 | 940.9 | 164012.9835
3 | Transportation of earth all types when the total distance, including the lead covered in the item of work , is more than 1000 ft.
| a) 500 ft | 1000 | 20640 | 1073.2 | 22150.848
| b) 1000 ft | 1000 | 2970 | 2414.7 | 7171.659
| c) 1250 ft | 1000 | 8792.5 | 6677.8 | 58714.5565
| d) 1500 ft | 1000 | 1215 | 6751.2 | 8202.708
| e) 2000 ft | 1000 | 18740 | 6824.6 | 127893.004
| f) 4250 ft | 1000 | 54772.5 | 7338.4 | 401942.514
4 | Making boundary or service roads, including dag-belling, leveling and dressing:ii) in ploughed land: a) from 10.0 ft. to 20.0 ft. (3 to 6 m) wide | 1 | 410 | 1935.4 | 793514
5 | Jungle clearance and removing within 100 ft. light | 1000 | 315680 | 376.2 | 118758.816
ii. Data Board
1 | Excavation in foundation of building bridges and other structures including dagbelling, dressing, refilling around structure with excavated earth, watering and ramming lead upto one chain and lift upto 5 ft. in ordinary soil | 1000 | 98 | 15824.15 | 1550.7667
2 | Cement concrete plain including, placing, compacting, finishing and curing complete (including screening and washing of stones aggregate)
| a) Nominal mix ratio 1:4:8 | 100 | 24.5 | 34694.3 | 8500.1035
3 | Pacca brick work in foundation and plinth in cement sand mortar ratio 1:6. | 100 | 97.5 | 32675.95 | 31859.0513
4 | Providing and laying damp proof course of cement 1:2:4 (using cement, sand and shingle), including bitumen coating with with 2 coats of bitumen: 1½" thick (40 mm). | 100 | 39 | 11851.7 | 4622.163
5 | Pacca brick work other than building upto 10 ft. height in cement sand mortor ratio 1:3 | 100 | 81.7031 | 37620.6 | 30737.2058
6 | Cement plaster 1:4 upto 20 ft. height, 3/8" thick | 100 | 230.65 | 4334.75 | 9998.1009
7 | Providing and applying weather shield paint of approved quality on external surface of building including preparation of surface, application of primer complete in all respect white. | 100 | 230.65 | 7379.1 | 17019.8941
8 | Writing letter or figures per letter per inch height | 1 | 500 | 30.5 | 15250
9 | Carriage of 100 Cf t. (2.83 cu.m) of all materials like stone aggregate, spawl, kankar lime (unslaked), surkhi , etc. or 150 Cf t. (4.25 cu.m) timber, by truck or by any othermeans owned by the contractor from Sakhi Sarwar Quarry to site 275 Km including first 11KM hilly area.
| DPC | 100 | 4.29 | 14042.6 | 602.4275
iii. RD Marks
1 | Precast reinfoced cement concrete type "C" 1:2:4. | 1 | 55.04 | 546.95 | 30104.128
2 | Fabrication of mild steel reinforcement for cement concrete including cutting bending laying in position etc. complete in all respect. (deformed bars) Grade 40 | 100 | 125.76 | 30006.1 | 37735.6714
3 | Carriage of consignment job upto 5 KMs Average | 1 | 32 | 115.4 | 3692.8
4 | Placing boundary pillars in position, including digging pits. | 1 | 32 | 141.9 | 4540.8
5 | Preparing surface and painting with emulation paint 3 coat. | 100 | 112 | 4307.55 | 4824.456
6 | Writing letter or firgures per letter per inch height (three figure each side). | 1 | 320 | 30.5 | 9760
7 | Carriage of 100 Cf t. (2.83 cu.m) of all materials like stone aggregate, spawl, kankar lime (unslaked), surkhi , etc. or 150 Cf t. (4.25 cu.m) timber, by truck or by any othermeans owned by the contractor from Sakhi Sarwar Quarry to site 275 Km including first 11KM hilly area.
ii | PCC 1:2:4 | 100 | 48.4352 | 14042.6 | 6801.5614
Total Cost |  |  |  |  | 4780893.7599
iv. Culverts
1 | Excavation in foundation of building, bridges and other structures, including dagbelling, dressing, refilling around structure with excavated earth, watering and ramming lead up to one chain and lift upto 5 ft. In ordinary soil (above 5 ft depth) | 1000 | 6406.12 | 12735.6 | 81585.7819
2 | Cement concrete plain including, placing, compacting, finishing and curing complete (including screening and washing of stones aggregate)
| a) Nominal mix ratio 1:4:8 | 100 | 361 | 34694.3 | 125246.423
3 | Providing and fabrication of mild steel reinforcement for cement concrete, including cutting , bending, laying in position, making joints and fastening, including cost of binding wire and labour charges for binding of steel reinforcement(also includes removal of rust from bars). Deformed Bars (Grade 60) | 100 | 12000.72 | 30376.9 | 3645446.7137
4 | Providing and laying reinforced cement concrete (including prestressed concrete), using Sulphate resisting cement; coarse sand and screened graded and washed aggregate, in required shape and design, including forms, moulds, shuttering, lifting, compacting, curing, rendering and finishing exposed surface, complete 2) Plastering done under soffit of R.C.C. (but excluding the cost of steel reinforcement, its fabrication and placing in position etc.)
a) | Reinforced cement concrete in roof slab, beams, columns lintels, girders and other structural members laid in situ or precast laid in position, or prestressed members cast in situ, complete in all respects. Type B (nominal mix 1:1.5:3) | 1 | 2556.24 | 817.55 | 2089854.012
b) | Reinforcement cement concrete in slab of rafts/strip foundation, base slab of column and retaining walls, etc and other structural members not requiring form work(i.e horizontal shuttering) complete in all respect: Type B (Nominal Mix 1:1.5:3 ) | 1 | 1444 | 670.5 | 968202
5 | Bitumen coating to plastered or cement concrete surface. 14 lbs per 100 Sft (6.35 Kg. per Sq.m) | 100 | 2739.76 | 1645.1 | 45071.7918
6 | Supply and erection PVC pipe for recessed wiring (main and sub-main) purpose, including bends, specials, etc. in floor, wall or trenches:- 80mm dia (3 inch) | 1 | 13.5 | 303.8 | 4101.3
7 | Providing and laying sub-base course of stone productof approved quality and grade, including placing, mixing, spreading and compaction of sub-base material torequired depth, camber, grade to achieve 100% maximum modified AASHO dry density, including carriage of all material to site of work except gravel and. aggregate. Crushed stone aggregate. | 100 | 480 | 10003.5 | 48016.8
8 | Providing and laying base course of crushed stone aggregate of approved quality and grade, and supply and spreading of stone screening, including placing, mixing,spreading and compaction of base course material to required depth, camber and grade to achieve 100% maximum modified AASHO dry density, including carriage of all materials to site of work except gravel and. aggregate. | 100 | 480 | 13527.4 | 64931.52
9 | Providing and laying road edging of 3" (75 mm) wide and 9" (225 mm) deep brick on end, complete in all respects | 1 | 120 | 64.2 | 7704
10 | Providing surface treatment of roads,including supply of bitumen and bajri/crushed stone aggregate of approved quality,including cleaning of road surface,heating,spraying bitumen,spreading bajri and rollingetc.complete including carriageof all material stosite of work excep tbajjri/crushed stone aggregate for which supply with in miles (5.0km) is included in the rate.
a | 1st coat 35 lbs. bitumen, and 4 Cft. bajri of nominal size 1" (25 mm) per 100 sq. feet or 1.72 Kg bitumen and 0.017 cu.metre bajri per square metre.. | 100 | 960 | 4549.95 | 43679.52
b | 2nd coat 18 lbs. bitumen, and 2 Cft. bajri of nominal size ½" (13 mm) per %sft or 1.23 Kg bitumen and 0.008 cu. metre bajri per sq.metre. | 100 | 960 | 2639.45 | 25338.72
c | 3rd coat 14 lbs. bitumen, and 1.5 Cft. bajri of nominal size ¼" (6 mm) per %sft or 0.69 Kg bitumen and 0.005 cubic metre bajjri per sq.metre. | 100 | 960 | 1960.75 | 18823.2
11 | Dismantling and removing road pavement, etc.,including screening and stacking of byproducts upto one chain lead (30 metre). | 100 | 960 | 4017.8 | 38570.88
12 | Barrow pit excavation undressed lead up to 100 ft in ordinary soil. | 1000 | 6480 | 10533.6 | 68257.728
14 | Rehandling of earthwork:Upto a lead of 50 ft. (15 m). | 1000 | 6480 | 5266.8 | 34128.864
15 | Carriage of 100 Cf t. (2.83 cu.m) of all materials like stone aggregate, spawl, kankar lime (unslaked), surkhi , etc. or 150 Cf t. (4.25 cu.m) timber, by truck or by any othermeans owned by the contractor from Sakhi Sarwar Quarry to site 275 Km including first 11KM hilly area.
i | PCC 1:4:8 | 100 | 346.56 | 14042.6 | 48666.0346
ii | RCC 1:1.5:3 | 100 | 3360.2016 | 14042.6 | 471859.6699
iii | Base | 100 | 585.6 | 14042.6 | 82233.4656
iii | T.S.T | 100 | 72 | 14042.6 | 10110.672
Total Cost |  |  |  |  | 7921829.0964
v. Water Course
1 | Excavation in foundation of building, bridges and other structures, including dagbelling, dressing, refilling around structure with excavated earth, watering and ramming lead up to one chain and lift upto 5 ft. In ordinary soil (above 5 ft depth) | 1000 | 1867.645 | 12735.6 | 23785.5797
2 | Extra for slush or Daldal including dewatering. | 1000 | 1867.645 | 12038.4 | 22483.4576
3 | Cement concrete plain including, placing, compacting, finishing and curing complete (including screening and washing of stones aggregate)
a) | Nominal mix ratio 1:4:8 | 100 | 257.195 | 34694.3 | 89232.0049
b) | Nominal mix ratio 1:2:4 | 100 | 34 | 47135.9 | 16026.206
4 | Providing and fabrication of mild steel reinforcement for cement concrete, including cutting , bending, laying in position, making joints and fastening, including cost of binding wire and labour charges for binding of steel reinforcement(also includes removal of rust from bars). Deformed Bars (Grade 60) | 100 | 6108.9828 | 30376.9 | 1855719.5962
5 | Providing and laying reinforced cement concrete (including prestressed concrete), using Sulphate resisting cement; coarse sand and screened graded and washed aggregate, in required shape and design, including forms, moulds, shuttering, lifting, compacting, curing, rendering and finishing exposed surface, complete 2) Plastering done under soffit of R.C.C. (but excluding the cost of steel reinforcement, its fabrication and placing in position etc.)
a) | Reinforced cement concrete in roof slab, beams, columns lintels, girders and other structural members laid in situ or precast laid in position, or prestressed members cast in situ, complete in all respects. Type B (nominal mix 1:1.5:3) | 1 | 1266.9126 | 817.55 | 1035764.3961
b) | Reinforcement cement concrete in slab of rafts/strip foundation, base slab of column and retaining walls, etc and other structural members not requiring form work(i.e horizontal shuttering) complete in all respect: Type B (Nominal Mix 1:1.5:3 ) | 1 | 769.415 | 670.5 | 515892.7575
6 | Bitumen coating to plastered or cement concrete surface. 14 lbs per 100 Sft (6.35 Kg. per Sq.m) | 100 | 751.275 | 1645.1 | 12359.225
7 | Pacca brick work other than buildings upto 10 feet height. Cement sand mortar ratio 1:4 | 100 | 80 | 35727 | 28581.6
8 | Providing and embedding 10"(250mm) wide PVC water stopper in expansion joints of RCC structures (Retaining walls, water tanks, Slabs) complete in all respect. 10mm thick | 1 | 189.5 | 809.4 | 153381.3
9 | Providing and placing poly sulphide joint sealent 1" wide and 1" deep. | 1 | 70 | 1381 | 96670
10 | Rehandling of earthwork:Upto a lead of 50 ft. (15 m). | 1000 | 4000 | 5266.8 | 21067.2
11 | Carriage of 100 Cf t. (2.83 cu.m) of all materials like stone aggregate, spawl, kankar lime (unslaked), surkhi , etc. or 150 Cf t. (4.25 cu.m) timber, by truck or by any othermeans owned by the contractor from Sakhi Sarwar Quarry to site 275 Km including first 11KM hilly area.
i | PCC 1:4:8 | 100 | 246.9072 | 14042.6 | 34672.1905
ii | PCC 1:2:4 | 100 | 29.92 | 14042.6 | 4201.5459
iii | RCC 1.1.5.3 | 100 | 1710.5152 | 14042.6 | 240200.8052
Total Cost: |  |  |  |  | 4150037.8646
vi. Stone Pitching
1 | Earthwork in excavation of drains in irrigation channels through excavater / draglines in all kind of soil and conditions | 1000 | 476.44 | 4640.7 | 2211.0151
2 | Providing and laying stone pitching/filling, dry hand packed, as filling behind retaining walls or in pitching and aprons. | 100 | 476.44 | 6849 | 32631.3756
3 | Formation dressing and preparing subgrade, on slope | 100 | 735.3675 | 2265.1 | 16656.8092
4 | Formation dressing and preparing subgrade, in bed. | 100 | 130.5 | 1660.5 | 2166.9525
5 | Providing and laying graded bajri 1/8" to 1/2" size on slope. | 100 | 242.67 | 18564.1 | 45049.5015
6 | Providing and laying graded bajri 1/2" to 2" size on slope. | 100 | 242.67 | 18564.1 | 45049.5015
7 | Providing and laying graded bajri 1/8" to 1/2" size on level. | 100 | 43.07 | 18017.6 | 7760.1803
8 | Providing and laying graded bajri 1/2" to 2" size on level. | 100 | 43.07 | 18017.6 | 7760.1803
9 | Providing and laying stone for top layer only, on slope. | 100 | 735.37 | 11511 | 84648.4407
10 | Providing and laying stone for top layer only, on Level | 100 | 130.5 | 10570.5 | 13794.5025
11 | Carriage of 100 Cft of all material like stone aggregate, spawl, kankar, lime (unsoaked) surkhi etc or 150 Cft of timber by truck or by any other means owned by the contractor, lead 275 Km. | 100 | 1682.238 | 14042.6 | 236229.9534
Total Cost |  |  |  |  | 493958.4126
vii. VRB Repair
1 | Cement concrete plain including placing, compacting, finishing and curing complete (including screening and washing of stone aggregate): Ratio 1:2:4 | 100 | 157.9038 | 47135.9 | 74429.3537
2 | Fabrication of mild steel reinforcement for cement concrete, including cutting, bending, laying in position, making joints and fastenings, including cost of binding wire and labour charges for binding of steel reinforcement (also includes removal of rust from bars):- Deformed bars (Grade-60) | 100 | 1999.52 | 30376.9 | 607392.1909
3 | Providing and laying reinforced cement concrete (including prestressed concrete), using Sulphate resisting cement; coarse sand and screened graded and washed aggregate, in required shape and design, including forms, moulds, shuttering, lifting, compacting, curing, rendering and finishing exposed surface, complete 2) Plastering done under soffit of R.C.C. (but excluding the cost of steel reinforcement, its fabrication and placing in position etc.) |  | 0 |  | 0
a | a) Reinforced cement concrete in roof slab, beams, columns lintels, girders and other structural members laid in situ or precast laid in position, or prestressed members cast in situ, complete in all respects. Type B (nominal mix 1:1.5:3) | 1 | 499.88 | 817.55 | 408676.894
4 | Providing and fixing 4" dia P.V.C pipe. | 1 | 12 | 378.75 | 4545
5 | Borrowpit excavation undressed lead upto 100 ft (30 metre). Ordinary soil | 1000 | 3710 | 10533.6 | 39079.656
6 | Cement plaster 1:3 upto 20' (6.00 m) height 1/2" (13 mm) thick. | 100 | 694.5 | 4850.4 | 33686.028
7 | Providing and laying R.C.C. pipe sewers, moulded with cement concrete 4000 psi conforming to ASTM Specification C-76-20, Class II. Wall B, including carriage of pipe from factory to site of work, lowering in trenches to correct alignment and grade, jointing with rubber ring, cutting pipes where necessary, testing, etc., complete. 610 mm (24") i/d | 1 | 96 | 2150.35 | 206433.6
8 | Dismantling cement concrete reinforced, separating reinforcement from concrete, cleaning and straightening the same. | 100 | 307 | 27086.4 | 83155.248
9 | Credit old material | 1 | 82 | -170 | -13940
Total Cost: |  |  |  |  | 1443457.9706
viii. Tube Well room
1 | Excavation in foundation of building, bridges, and other structures, including dag belling, dressing refilling around structure with excavated earth, watering and ramming lead upto one chain (30m)and lift upto 5' (1.5 m) (b) in ordinary soil.1)By Manual | 1000 | 2179.5676 | 15824.15 | 34489.8052
2 | Spraying termite proofing by using liquid FMC / Biflex/ Terminex Exin/Ms Hextaror equivalent@specified suspension concenterate (SC), MixingAbility-HEXTAR with Ratio (1:250)= 540 Sft or equivalent approved liquid applying with shower and certificate will be provided by the contractor for10-years complete in all respect.as approved by the Engineer Incharge. | 1 | 2034 | 12.55 | 25526.7
3 | Cement concrete plain including, placing, compacting, finishing and curing complete (including screening and washing of stones aggregate) |  |  | 0
a) | Nominal mix ratio 1:4:8 | 100 | 422.4498 | 34694.3 | 146565.9931
4 | Pacca brick work in foundation and plinth in cement sand mortar ratio 1:6. | 100 | 1260.16 | 32675.95 | 411769.2515
5 | Providing and laying damp proof course of cement 1:2:4 (using cement, sand and shingle), including bitumen coating with one coat of bitumen and one coat polythenesheet 500 gauge 1½" thick (40 mm). | 100 | 258 | 11460.2 | 29567.316
6 | Providing and laying vertical damp proof course with cement sand plaster and bitumen coating with one coat of bitumen and one coat of polythene sheet 500 gauge-Ratio 1:3 a) ½ " thick (13 mm) | 100 | 480 | 7607.35 | 36515.28
7 | Filling watering ramming earth under floors with surplus earth from foundation etc. | 1000 | 600 | 7547.75 | 4528.65
8 | Pacca brick work in ground floor. Cement sand mortar Ratio 1:4. | 100 | 1163.6 | 35830.6 | 416924.8616
9 | Providing and laying reinforced cement concrete (including prestressed concrete), using Sulphate resisting cement; coarse sand and screened graded and washed aggregate, in required shape and design, including forms, moulds, shuttering, lifting, compacting, curing, rendering and finishing exposed surface, complete 2) Plastering done under soffit of R.C.C. (but excluding the cost of steel reinforcement, its fabrication and placing in position etc.)
a) | Reinforced cement concrete in roof slab, beams, columns lintels, girders and other structural members laid in situ or precast laid in position, or prestressed members cast in situ, complete in all respects. Type B (nominal mix 1:2:4) | 1 | 616.6632 | 741.85 | 457471.5949
b) | Reinforcement cement concrete in slab of rafts/strip foundation, base slab of column and retaining walls, etc and other structural members not requiring form work(i.e horizontal shuttering) complete in all respect: Type B (Nominal Mix 1:2:4) | 1 | 73.6312 | 595 | 43810.5938
11 | Providing and Fabrication of mild steel reinforcement for cement concrete, including cutting, bending, laying in position, 13 making joints and fastenings, including cost of binding wire and labour charges for binding of steel reinforcement (also includes removal of rust from bars):- Deformed bars (Grade-60). | 100 | 4141.7667 | 30376.9 | 1258140.3287
12 | Providing and fixing windows consisting of M.S box section frame 2" x 1½" ( 50 x 40mm) Leaves frame 1½" x 1" (40 x 25 mm) box section frame for glazing 3/8" x 3/8" (10 x 10 mm) using 16 SWG sheet 'U' shaped rubber supported with 1" x 1/8" (25 x 3 mm) M.S. flat for fixing 3/16" (5 mm) thick glass panes M.S. box section 1/2" x 1/2" (13 x 13 mm) of 16 SWG for fixing 24 SWG wire gauge on outer side by means of 3/4" x 1/8" (20 x 3 mm) M.S. flat and screws including grill of M.S. flat 1/2" x 1/8" (13 x 3 mm) or 1/4" x 1/4" (6 x 6 mm) square bar with independent frame of 1/2" x 1/2" (13 x 13 mm) box section of 16 SWG i/c all C.P fitting and painting 3 coats complete in all respect. | 1 | 128 | 2180.7 | 279129.6
13 | Providing and fixing mild steel chowkat of doors windows C. windows etc. including holdfast making and threading 18 holes for hinges etc. complete 1½" x 1½" x 1/4" (40 x 40 x 6 mm) welded with M.S. flat 2" x 1/4" (50 m M.S. angle iron). | 1 | 160 | 457.1 | 73136
14 | Making and fixing steel grated door with 1/16" thick sheeting, including angle iron frame 2" x 2" x 3/8"and 3/4" square bars 4" centre to centre. with locking arrangement (Two No.). | 1 | 196 | 2767 | 542332
15 | Providing and laying single layer of tile 9" x 4½" x 1½" laid over 4" earth and 1" thick mud plaster without bhoosa, grouted with cement mud (1:3) on top of R.C.C. roof, slab, provided with 34 lbs. per % Sft. Or 1.72 Kg./Sq.m. bitumen coating sand blinded. | 100 | 382.25 | 13179.6 | 50379.021
16 | Providing and laying polythene sheet under floor or roof complete 500 gauge. | 1 | 398.25 | 11 | 4380.75
17 | Supplying and filling sand under floor or plugging in wells. | 100 | 163.75 | 3987 | 6528.7125
18 | Providing and laying watering and ramming brick ballast 1½" to 2" (40 mm to 50 mm) mixed with 25% sand for floor foundation complete in all respect. | 100 | 195.75 | 12801.2 | 25058.349
19 | Cement concrete plain including, placing, compacting, finishing and curing complete (including screening and washing of stones aggregate)
| b) Nominal mix ratio 1:2:4 | 100 | 183.44 | 47135.9 | 86466.095
20 | Cement plaster 1:4 upto 20' (6.00 m) height 1/2" (13 mm) thick. | 100 | 2273.22 | 4614.1 | 104888.644
21 | Cement plaster 3/8" (10 mm thick under soffit of R.C.C. roof slabs only, upto 20' height (Ratio 1:3). | 100 | 458.08 | 5264.65 | 24116.3087
22 | Cement pointing struck joints on wall upto 20' (6m) height (a) Ratio 1:2 including extra cost of labour and material for red oxide pigment in cement pointing to match with the colour of bricks. | 100 | 1959.5 | 5012.65 | 98222.8767
23 | Providing, laying, cutting, jointing, testing and disinfecting PVC/ uPVC pipe line with `B' Class working pressure complete in all respects:- 4" i/d (100 mm) | 1 | 52 | 514.9 | 26774.8
24 | Providing and installing P.V.C. bends, of B.S.S.b) 4" i/d (100 mm) | 1 | 8 | 849.7 | 6797.6
25 | Making top khurra on roof 2' x 2' x 6". | 1 | 4 | 1159.65 | 4638.6
26 | Distempering:- 3 coat | 100 | 2041.08 | 1548.2 | 31600.0006
27 | Providing and applying weather shield paint of approved quality on external surface of building including preparation of surface, application of primer complete in all respect: | 100 | 690.22 | 7379.1 | 50932.024
28 | Preparing surface and painting of doors and windows any type (including edges):- | 100 | 356 | 3052.4 | 10866.544
29 | Fabrication of heavy steel work, with angle, tees, flat iron round iron and sheet iron for making trusses, girders, tanks, etc., including cutting, drilling, revitting, handling, assembling and fixing, but excluding erection in position. | 100 | 1339.8349 | 37098.85 | 497063.3363
30 | Supply and erection of PVC pipe for wiring recessed in walls, including inspection boxes, pull boxes, hooks, cutting jharries and repairing surface, etc. complete with all specials. |  |  | 0
a) | 20mm (3/4") i/d. | 1 | 240 | 112.25 | 26940
b) | 25 mm (1") i/d | 1 | 120 | 133.6 | 16032
c) | 50 mm (2") i/d | 1 | 60 | 231.55 | 13893
31 | Supply and erection of single core PVC insulated copper conductor cables, in prepaid P.V.C. pile/M.S. conduit/G.I. pipe/wooden strip batten/wooden casing and caping/G.I. wire/trenches (rate for cables only) (a) 250/440 volts, P.V.C. insulated. |  |  | 0 | 0
a) | 3/0.74mm (3/0.029"). | 1 | 720 | 35.7 | 25704
b) | 7/0.74mm (7/0.029"). | 1 | 240 | 56.3 | 13512
32 | Supply and erection of copper conductor cable for service connection in prepaid pipe/G.I. wire/trenches, etc. (rate for cable only) (a) PVC insulated, PVC sheathed, twin core, 250/440 volts 7/0.44" (7/1.12mm). | 1 | 160 | 237.65 | 38024
33 | Supply and connection of M.S. sheet box of 16 SWG, 10 cm (4") deep with 4.75 mm thick (3/16") bakelite sheet top, for recessed wiring, including making holes for regulators switches, plugs etc. |  |  | 0
a) | 10 x 10 cm (4" x 4"). | 1 | 4 | 382.3 | 1529.2
b) | 17.5 x 10 cm (7" x 4"). | 1 | 4 | 522.75 | 2091
c) | 22.5 x 10 cm (9" x 4"). | 1 | 4 | 668.8 | 2675.2
34 | Supply and erection of switches 5 amp. Piano Type. | 1 | 80 | 102.7 | 8216
35 | Supply and erection of ceiling rose, bakelite. | 1 | 16 | 96.3 | 1540.8
36 | Supply and erection of wall socket with 3 pin 5 amp shoe. | 1 | 8 | 204.7 | 1637.6
37 | Supply and erection of 3 pin switch and plug combined recessed type (ii) 10/15 amp. | 1 | 4 | 213.1 | 852.4
38 | P/F wall mounted DB (Distribution Board) made with 16SWG Sheet (Recessded/Surface mounted Type), Powder coated Paint, i/c the cost of Lock, Indication lights,Thimble, Copper Comb, Wiring, Netural & Earth Bar, Door Earthing, Digital Voltmeter,Digital Ammeter,Volt Selector Switch,Ammeter selector switch,Current Transformers and Controles Complete in all respect as approved and directed by the Engineer Incharge (Breakers will be Paid Separately)(a) 6" deep (i) 20~60A | 1 | 4 | 24422.65 | 97690.6
39 | Suppling,Installation and comissioning of MCB (Miniature Circuit Breaker) of specified rating made of LEGRAND FRANCE/ GE U.S.A / SCHNEIDER GERMANY /SIEMEN GERMAN/TERASAKI JAPAN/ ABB SWITZERLAND in prelaid DBs and Panels i/c the cost of screwes,necessary wire complet Single Pole(iii) 6-63 Amp (10 KA) | 1 | 24 | 1453.75 | 34890
40 | Supplying, Installation and commissioning of MCCB (Moulded Case Circuit Breaker)of specified rating made of LEGRAND FRANCE /GEU.S.A/ SCHNEIDER GERMANY/ TERASAKI JAPAN/ SIEMEN/ ABBSWITZERLAND or approved equivalent manufacturer (withfixedThermal-MagneticTrip)in prelaid DB sand Panels i/c the cost of screws, necessary wire complete in all respect as approved and directed by the EngineerIncharge. a) Triple Pole (ii) 15-100 Amp (10 KA,15KA) | 1 | 8 | 13796.3 | 110370.4
41 | Supplying, Installation and commissioning of MCCB (Moulded Case Circuit Breaker)of specified rating made of LEGRAND FRANCE /GEU.S.A/ SCHNEIDER GERMANY/ TERASAKI JAPAN/ SIEMEN/ ABBS WITZERLAND or approved equivalent manufacturer (withfixedThermal-MagneticTrip)in prelaid DB sand Panels i/c the cost of screws, necessary wire complete in all respect as approved and directed by the EngineerIncharge. a) Triple Pole With Adjustable Thermal-Magnetic Trip /Electronic Trip (60-100%) (i) 25-100 Amp | 1 | 4 | 19859.4 | 79437.6
42 | Supply and erection of tube light, including rod, choke, starter with frame, flexible wire, including connection from ceiling rose, etc., complete ii)single rod (40 watts) with one choke and one starter. | 1 | 12 | 1995.3 | 23943.6
43 | Supply and erection of bakelite button holder shade, large size | 1 | 12 | 178.75 | 2145
44 | Carriage of 100 Cf t. (2.83 cu.m) of all materials like stone aggregate, spawl, kankar lime (unslaked), surkhi , etc. or 150 Cf t. (4.25 cu.m) timber, by truck or by any othermeans owned by the contractor from Sakhi Sarwar Quarry to site 275 Km including first 11KM hilly area.
i | PCC 1:4:8 | 100 | 405.5518 | 14042.6 | 56950.0151
ii | PCC 1:2:4 | 100 | 161.4272 | 14042.6 | 22668.576
iii | RCC 1.2.4 | 100 | 607.4591 | 14042.6 | 85303.0538
iv | DPC 1.2.4 | 100 | 28.38 | 14042.6 | 3985.2899
Total Cost |  |  |  |  | 5458652.9714
Total Cost Section -1 (2L Manthar Drain) |  |  |  |  | 24248830.0754
2. 3-L Manthar Drain (RD 0+000 to 18+007) |  |  |  |  | 7167774.8655 | 20.1342 | 7167794.9998
i. Earthwork
1 | Earth Work in excavation of drains, irrigation channels through excavator/ drag lines in all kind of soil and conditions (dry, wet slush, daldal and under water ) including its disposal and preperation of working pad for operation of machinary. (rates includes 100ft lead) | 1000 | 590424.88 | 4640.7 | 2739984.7406
2 | Dressing and levelling of earthwork to designed section etc complete in ii) ordinary or hard soil soil | 1000 | 112011.005 | 940.9 | 105391.1546
3 | Transportation of earth all types when the total distance, including the lead covered in the item of work , is more than 1000 ft.
| a) 500 ft | 1000 | 4055.67 | 1073.2 | 4352.545
| b) 750 ft | 1000 | 4805 | 1743.95 | 8379.6797
| c) 1250 ft | 1000 | 20505 | 6677.8 | 136928.289
| d) 3000 ft | 1000 | 1237.5 | 7044.8 | 8717.94
| e) 4500 ft | 1000 | 15772.5 | 7411.8 | 116902.6155
| f) 6750 ft | 1000 | 4869.33 | 7934.1 | 38633.7512
4 | Making boundary or service roads, including dag-belling, leveling and dressing:ii) in ploughed land: a) from 10.0 ft. to 20.0 ft. (3 to 6 m) wide | 1 | 255 | 1935.4 | 493527
5 | Jungle clearance and removing within 100 ft. light | 1000 | 180070 | 376.2 | 67742.334
Total Cost: |  |  |  |  | 3720560.0497
ii. Data Board
1 | Excavation in foundation of building bridges and other structures including dagbelling, dressing, refilling around structure with excavated earth, watering and ramming lead upto one chain and lift upto 5 ft. in ordinary soil | 1000 | 98 | 15824.15 | 1550.7667
2 | Cement concrete plain including, placing, compacting, finishing and curing complete (including screening and washing of stones aggregate)
| a) Nominal mix ratio 1:4:8 | 100 | 24.5 | 34694.3 | 8500.1035
3 | Pacca brick work in foundation and plinth in cement sand mortar ratio 1:6. | 100 | 97.5 | 32675.95 | 31859.0513
4 | Providing and laying damp proof course of cement 1:2:4 (using cement, sand and shingle), including bitumen coating with with 2 coats of bitumen: 1½" thick (40 mm). | 100 | 39 | 11851.7 | 4622.163
5 | Pacca brick work other than building upto 10 ft. height in cement sand mortor ratio 1:3 | 100 | 81.7031 | 37620.6 | 30737.2058
6 | Cement plaster 1:4 upto 20 ft. height, 3/8" thick | 100 | 230.65 | 4334.75 | 9998.1009
7 | Providing and applying weather shield paint of approved quality on external surface of building including preparation of surface, application of primer complete in all respect white. | 100 | 230.65 | 7379.1 | 17019.8941
8 | Writing letter or figures per letter per inch height | 1 | 500 | 30.5 | 15250
9 | Carriage of 100 Cf t. (2.83 cu.m) of all materials like stone aggregate, spawl, kankar lime (unslaked), surkhi , etc. or 150 Cf t. (4.25 cu.m) timber, by truck or by any othermeans owned by the contractor from Sakhi Sarwar Quarry to site 275 Km including first 11KM hilly area.
| DPC | 100 | 4.29 | 14042.6 | 602.4275
Total Cost: |  |  |  |  | 120139.7129
iii. RD Marks:
1 | Precast reinfoced cement concrete type "C" 1:2:4. | 1 | 30.96 | 546.95 | 16933.572
2 | Fabrication of mild steel reinforcement for cement concrete including cutting bending laying in position etc. complete in all respect. (deformed bars) Grade 40 | 100 | 70.74 | 30006.1 | 21226.3151
3 | Carriage of consignment job upto 5 KMs Average | 1 | 18 | 115.4 | 2077.2
4 | Placing boundary pillars in position, including digging pits. | 1 | 18 | 141.9 | 2554.2
5 | Preparing surface and painting with emulation paint 3 coat. | 100 | 63 | 4307.55 | 2713.7565
6 | Writing letter or firgures per letter per inch height (three figure each side). | 1 | 180 | 30.5 | 5490
7 | Carriage of 100 Cf t. (2.83 cu.m) of all materials like stone aggregate, spawl, kankar lime (unslaked), surkhi , etc. or 150 Cf t. (4.25 cu.m) timber, by truck or by any othermeans owned by the contractor from Sakhi Sarwar Quarry to site 275 Km including first 11KM hilly area.
ii | PCC 1:2:4 | 100 | 27.2448 | 14042.6 | 3825.8783
Total Cost: |  |  |  |  | 54820.9219
iv. Stone Pitching
1 | Earth Work in excavation of drains, irrigation channels through excavator/ drag lines in all kind of soil and conditions (dry, wet slush, daldal and under water ) including its disposal and preperation of working pad for operation of machinary. (rates includes 100ft lead) | 1000 | 355.5 | 4640.7 | 1649.7688
2 | Providing and laying stone pitching/filling, dry hand packed, as filling behind retaining walls or in pitching and aprons. | 100 | 355.5 | 6849 | 24348.195
3 | Formation dressing and preparing subgrade, on slope | 100 | 681.66 | 2265.1 | 15440.2807
4 | Formation dressing and preparing subgrade, in bed. | 100 | 126 | 1660.5 | 2092.23
5 | Providing and laying graded bajri 1/8" to 1/2" size on slope. | 100 | 224.94 | 18564.1 | 41758.0865
6 | Providing and laying graded bajri 1/2" to 2" size on slope. | 100 | 224.94 | 18564.1 | 41758.0865
7 | Providing and laying graded bajri 1/8" to 1/2" size on level. | 100 | 41.58 | 18017.6 | 7491.7181
8 | Providing and laying graded bajri 1/2" to 2" size on level. | 100 | 41.58 | 18017.6 | 7491.7181
9 | Providing and laying stone for top layer only, on slope. | 100 | 681.66 | 11511 | 78465.8826
10 | Providing and laying stone for top layer only, on Level | 100 | 126 | 10570.5 | 13318.83
11 | Carriage of 100 Cft of all material like stone aggregate, spawl, kankar, lime (unsoaked) surkhi etc or 150 Cft of timber by truck or by any other means owned by the contractor, lead 275 Km. | 100 | 1449.117 | 14042.6 | 203493.7038
Total Cost: |  |  |  |  | 437308.5002
v. VRB Repair
1 | Cement concrete plain including placing, compacting, finishing and curing complete (including screening and washing of stone aggregate): Ratio 1:2:4 | 100 | 136.8125 | 47135.9 | 64487.8032
2 | Cement plaster 1:3 upto 20' (6.00 m) height 1/2" (13 mm) thick. | 100 | 848 | 4850.4 | 41131.392
Total Cost: |  |  |  |  | 105619.1952
vi. Tube Well room
1 | Excavation in foundation of building, bridges, and other structures, including dag belling, dressing refilling around structure with excavated earth, watering and ramming lead upto one chain (30m)and lift upto 5' (1.5 m) (b) in ordinary soil.1)By Manual | 1000 | 1089.7838 | 15824.15 | 17244.9026
2 | Spraying termite proofing by using liquid FMC / Biflex/ Terminex Exin/Ms Hextaror equivalent@specified suspension concenterate (SC), MixingAbility-HEXTAR with Ratio (1:250)= 540 Sft or equivalent approved liquid applying with shower and certificate will be provided by the contractor for10-years complete in all respect.as approved by the Engineer Incharge. | 1 | 1017 | 12.55 | 12763.35
3 | Cement concrete plain including, placing, compacting, finishing and curing complete (including screening and washing of stones aggregate) |  |  | 0
| a) Nominal mix ratio 1:4:8 | 100 | 211.2249 | 34694.3 | 73282.9965
4 | Pacca brick work in foundation and plinth in cement sand mortar ratio 1:6. | 100 | 630.08 | 32675.95 | 205884.6258
5 | Providing and laying damp proof course of cement 1:2:4 (using cement, sand and shingle), including bitumen coating with one coat of bitumen and one coat polythenesheet 500 gauge 1½" thick (40 mm). | 100 | 129 | 11460.2 | 14783.658
6 | Providing and laying vertical damp proof course with cement sand plaster and bitumen coating with one coat of bitumen and one coat of polythene sheet 500 gauge-Ratio 1:3 a) ½ " thick (13 mm) | 100 | 240 | 7607.35 | 18257.64
7 | Filling watering ramming earth under floors with surplus earth from foundation etc. | 1000 | 300 | 7547.75 | 2264.325
8 | Pacca brick work in ground floor. Cement sand mortar Ratio 1:4. | 100 | 581.8 | 35830.6 | 208462.4308
9 | Providing and laying reinforced cement concrete (including prestressed concrete), using Sulphate resisting cement; coarse sand and screened graded and washed aggregate, in required shape and design, including forms, moulds, shuttering, lifting, compacting, curing, rendering and finishing exposed surface, complete 2) Plastering done under soffit of R.C.C. (but excluding the cost of steel reinforcement, its fabrication and placing in position etc.)
| a) Reinforced cement concrete in roof slab, beams, columns lintels, girders and other structural members laid in situ or precast laid in position, or prestressed members cast in situ, complete in all respects. Type B (nominal mix 1:2:4) | 1 | 308.3316 | 741.85 | 228735.7975
10 | b) Reinforcement cement concrete in slab of rafts/strip foundation, base slab of column and retaining walls, etc and other structural members not requiring form work(i.e horizontal shuttering) complete in all respect: Type B (Nominal Mix 1:2:4) | 1 | 36.8156 | 595 | 21905.2969
11 | Providing and Fabrication of mild steel reinforcement for cement concrete, including cutting, bending, laying in position, 13 making joints and fastenings, including cost of binding wire and labour charges for binding of steel reinforcement (also includes removal of rust from bars):- Deformed bars (Grade-60). | 100 | 2070.8834 | 30376.9 | 629070.1643
12 | Providing and fixing windows consisting of M.S box section frame 2" x 1½" ( 50 x 40mm) Leaves frame 1½" x 1" (40 x 25 mm) box section frame for glazing 3/8" x 3/8" (10 x 10 mm) using 16 SWG sheet 'U' shaped rubber supported with 1" x 1/8" (25 x 3 mm) M.S. flat for fixing 3/16" (5 mm) thick glass panes M.S. box section 1/2" x 1/2" (13 x 13 mm) of 16 SWG for fixing 24 SWG wire gauge on outer side by means of 3/4" x 1/8" (20 x 3 mm) M.S. flat and screws including grill of M.S. flat 1/2" x 1/8" (13 x 3 mm) or 1/4" x 1/4" (6 x 6 mm) square bar with independent frame of 1/2" x 1/2" (13 x 13 mm) box section of 16 SWG i/c all C.P fitting and painting 3 coats complete in all respect. | 1 | 64 | 2180.7 | 139564.8
13 | Providing and fixing mild steel chowkat of doors windows C. windows etc. including holdfast making and threading 18 holes for hinges etc. complete 1½" x 1½" x 1/4" (40 x 40 x 6 mm) welded with M.S. flat 2" x 1/4" (50 m M.S. angle iron). | 1 | 80 | 457.1 | 36568
14 | Making and fixing steel grated door with 1/16" thick sheeting, including angle iron frame 2" x 2" x 3/8"and 3/4" square bars 4" centre to centre. with locking arrangement (Two No.). | 1 | 98 | 2767 | 271166
15 | Providing and laying single layer of tile 9" x 4½" x 1½" laid over 4" earth and 1" thick mud plaster without bhoosa, grouted with cement mud (1:3) on top of R.C.C. roof, slab, provided with 34 lbs. per % Sft. Or 1.72 Kg./Sq.m. bitumen coating sand blinded. | 100 | 191.125 | 13179.6 | 25189.5105
16 | Providing and laying polythene sheet under floor or roof complete 500 gauge. | 1 | 199.125 | 11 | 2190.375
17 | Supplying and filling sand under floor or plugging in wells. | 100 | 81.875 | 3987 | 3264.3562
18 | Providing and laying watering and ramming brick ballast 1½" to 2" (40 mm to 50 mm) mixed with 25% sand for floor foundation complete in all respect. | 100 | 97.875 | 12801.2 | 12529.1745
19 | Cement concrete plain including, placing, compacting, finishing and curing complete (including screening and washing of stones aggregate) |  |  | 0
| b) Nominal mix ratio 1:2:4 | 100 | 91.72 | 47135.9 | 43233.0475
20 | Cement plaster 1:4 upto 20' (6.00 m) height 1/2" (13 mm) thick. | 100 | 1136.61 | 4614.1 | 52444.322
21 | Cement plaster 3/8" (10 mm thick under soffit of R.C.C. roof slabs only, upto 20' height (Ratio 1:3). | 100 | 229.04 | 5264.65 | 12058.1544
22 | Cement pointing struck joints on wall upto 20' (6m) height (a) Ratio 1:2 including extra cost of labour and material for red oxide pigment in cement pointing to match with the colour of bricks. | 100 | 979.75 | 5012.65 | 49111.4384
23 | Providing, laying, cutting, jointing, testing and disinfecting PVC/ uPVC pipe line with `B' Class working pressure complete in all respects:- 4" i/d (100 mm) | 1 | 26 | 514.9 | 13387.4
24 | Providing and installing P.V.C. bends, of B.S.S.b) 4" i/d (100 mm) | 1 | 4 | 849.7 | 3398.8
25 | Making top khurra on roof 2' x 2' x 6". | 1 | 2 | 1159.65 | 2319.3
26 | Distempering:- 3 coat | 100 | 1020.54 | 1548.2 | 15800.0003
27 | Providing and applying weather shield paint of approved quality on external surface of building including preparation of surface, application of primer complete in all respect: | 100 | 345.11 | 7379.1 | 25466.012
28 | Preparing surface and painting of doors and windows any type (including edges):- | 100 | 178 | 3052.4 | 5433.272
29 | Fabrication of heavy steel work, with angle, tees, flat iron round iron and sheet iron for making trusses, girders, tanks, etc., including cutting, drilling, revitting, handling, assembling and fixing, but excluding erection in position. | 100 | 669.9174 | 37098.85 | 248531.6682
30 | Supply and erection of PVC pipe for wiring recessed in walls, including inspection boxes, pull boxes, hooks, cutting jharries and repairing surface, etc. complete with all specials. |  |  | 0
| a) 20mm (3/4") i/d. | 1 | 120 | 112.25 | 13470
| b) 25 mm (1") i/d | 1 | 60 | 133.6 | 8016
| c) 50 mm (2") i/d | 1 | 30 | 231.55 | 6946.5
31 | Supply and erection of single core PVC insulated copper conductor cables, in prepaid P.V.C. pile/M.S. conduit/G.I. pipe/wooden strip batten/wooden casing and caping/G.I. wire/trenches (rate for cables only) (a) 250/440 volts, P.V.C. insulated. |  |  | 0
| a) 3/0.74mm (3/0.029"). | 1 | 360 | 35.7 | 12852
| b) 7/0.74mm (7/0.029"). | 1 | 120 | 56.3 | 6756
32 | Supply and erection of copper conductor cable for service connection in prepaid pipe/G.I. wire/trenches, etc. (rate for cable only) (a) PVC insulated, PVC sheathed, twin core, 250/440 volts 7/0.44" (7/1.12mm). | 1 | 80 | 237.65 | 19012
33 | Supply and connection of M.S. sheet box of 16 SWG, 10 cm (4") deep with 4.75 mm thick (3/16") bakelite sheet top, for recessed wiring, including making holes for regulators switches, plugs etc. |  |  | 0
| a) 10 x 10 cm (4" x 4"). | 1 | 2 | 382.3 | 764.6
| b) 17.5 x 10 cm (7" x 4"). | 1 | 2 | 522.75 | 1045.5
| c) 22.5 x 10 cm (9" x 4"). | 1 | 2 | 668.8 | 1337.6
34 | Supply and erection of switches 5 amp. Piano Type. | 1 | 40 | 102.7 | 4108
35 | Supply and erection of ceiling rose, bakelite. | 1 | 8 | 96.3 | 770.4
36 | Supply and erection of wall socket with 3 pin 5 amp shoe. | 1 | 4 | 204.7 | 818.8
37 | Supply and erection of 3 pin switch and plug combined recessed type (ii) 10/15 amp. | 1 | 2 | 213.1 | 426.2
38 | P/F wall mounted DB (Distribution Board) made with 16SWG Sheet (Recessded/Surface mounted Type), Powder coated Paint, i/c the cost of Lock, Indication lights,Thimble, Copper Comb, Wiring, Netural & Earth Bar, Door Earthing, Digital Voltmeter,Digital Ammeter,Volt Selector Switch,Ammeter selector switch,Current Transformers and Controles Complete in all respect as approved and directed by the Engineer Incharge (Breakers will be Paid Separately)(a) 6" deep (i) 20~60A | 1 | 2 | 24422.65 | 48845.3
39 | Suppling,Installation and comissioning of MCB (Miniature Circuit Breaker) of specified rating made of LEGRAND FRANCE/ GE U.S.A / SCHNEIDER GERMANY /SIEMEN GERMAN/TERASAKI JAPAN/ ABB SWITZERLAND in prelaid DBs and Panels i/c the cost of screwes,necessary wire complet Single Pole(iii) 6-63 Amp (10 KA) | 1 | 12 | 1453.75 | 17445
40 | Supplying, Installation and commissioning of MCCB (Moulded Case Circuit Breaker)of specified rating made of LEGRAND FRANCE /GEU.S.A/ SCHNEIDER GERMANY/ TERASAKI JAPAN/ SIEMEN/ ABBSWITZERLAND or approved equivalent manufacturer (withfixedThermal-MagneticTrip)in prelaid DB sand Panels i/c the cost of screws, necessary wire complete in all respect as approved and directed by the EngineerIncharge. a) Triple Pole (ii) 15-100 Amp (10 KA,15KA) | 1 | 4 | 13796.3 | 55185.2
41 | Supplying, Installation and commissioning of MCCB (Moulded Case Circuit Breaker)of specified rating made of LEGRAND FRANCE /GEU.S.A/ SCHNEIDER GERMANY/ TERASAKI JAPAN/ SIEMEN/ ABBS WITZERLAND or approved equivalent manufacturer (withfixedThermal-MagneticTrip)in prelaid DB sand Panels i/c the cost of screws, necessary wire complete in all respect as approved and directed by the EngineerIncharge. a) Triple Pole With Adjustable Thermal-Magnetic Trip /Electronic Trip (60-100%) (i) 25-100 Amp | 1 | 2 | 19859.4 | 39718.8
42 | Supply and erection of tube light, including rod, choke, starter with frame, flexible wire, including connection from ceiling rose, etc., complete ii)single rod (40 watts) with one choke and one starter. | 1 | 6 | 1995.3 | 11971.8
43 | Supply and erection of bakelite button holder shade, large size | 1 | 6 | 178.75 | 1072.5
44 | Carriage of 100 Cf t. (2.83 cu.m) of all materials like stone aggregate, spawl, kankar lime (unslaked), surkhi , etc. or 150 Cf t. (4.25 cu.m) timber, by truck or by any othermeans owned by the contractor from Sakhi Sarwar Quarry to site 275 Km including first 11KM hilly area.
i | PCC 1:4:8 | 100 | 202.7759 | 14042.6 | 28475.0076
ii | PCC 1:2:4 | 100 | 80.7136 | 14042.6 | 11334.288
iii | RCC 1.2.4 | 100 | 303.7296 | 14042.6 | 42651.5269
iv | DPC 1.2.4 | 100 | 14.19 | 14042.6 | 1992.6449
Total Cost: |  |  |  |  | 2729326.4857
Total Cost Section -2 (3L Manthar Drain) |  |  |  |  | 7167774.8655
3. 4-L Manthar Drain (RD 0+000 to 17+700) |  |  |  |  | 4272820.0466 | 0.24002 | 4272820.2866
i. Earthwork
1 | Earth Work in excavation of drains, irrigation channels through excavator/ drag lines in all kind of soil and conditions (dry, wet slush, daldal and under water ) including its disposal and preperation of working pad for operation of machinary. (rates includes 100ft lead) | 1000 | 203524.5 | 4640.7 | 944496.1471
2 | Dressing and levelling of earthwork to designed section etc complete in ii) ordinary or hard soil soil | 1000 | 262075.5 | 940.9 | 246586.8379
3 | Transportation of earth all types when the total distance, including the lead covered in the item of work , is more than 1000 ft.
| a) 500 ft | 1000 | 3727.5 | 1073.2 | 4000.353
| b) 750 ft | 1000 | 5270 | 1743.95 | 9190.6165
| c) 4500 ft | 1000 | 109947.5 | 7411.8 | 814908.8805
| d) 5500 ft | 1000 | 70367.5 | 7558.6 | 531879.7855
4 | Borrowpit excavation undressed lead upto 100 ft (30 metre) in a) ordinary soil with
| a) 500 ft | 1000 | 60633 | 11606.8 | 703755.1044
5 | Making boundary or service roads, including dag-belling, leveling and dressing:ii) in ploughed land: a) from 10.0 ft. to 20.0 ft. (3 to 6 m) wide | 1 | 215 | 1935.4 | 416111
6 | Jungle clearance and removing within 100 ft. light | 1000 | 177000 | 376.2 | 66587.4
ii. Data Board:
1 | Excavation in foundation of building bridges and other structures including dagbelling, dressing, refilling around structure with excavated earth, watering and ramming lead upto one chain and lift upto 5 ft. in ordinary soil | 1000 | 98 | 15824.15 | 1550.7667
2 | Cement concrete plain including, placing, compacting, finishing and curing complete (including screening and washing of stones aggregate) |  |  | 0 | 0
| a) Nominal mix ratio 1:4:8 | 100 | 24.5 | 34694.3 | 8500.1035
3 | Pacca brick work in foundation and plinth in cement sand mortar ratio 1:6. | 100 | 97.5 | 32675.95 | 31859.0513
4 | Providing and laying damp proof course of cement 1:2:4 (using cement, sand and shingle), including bitumen coating with with 2 coats of bitumen: 1½" thick (40 mm). | 100 | 39 | 11851.7 | 4622.163
5 | Pacca brick work other than building upto 10 ft. height in cement sand mortor ratio 1:3 | 100 | 81.7031 | 37620.6 | 30737.2058
6 | Cement plaster 1:4 upto 20 ft. height, 3/8" thick | 100 | 230.65 | 4334.75 | 9998.1009
7 | Providing and applying weather shield paint of approved quality on external surface of building including preparation of surface, application of primer complete in all respect white. | 100 | 230.65 | 7379.1 | 17019.8941
8 | Writing letter or figures per letter per inch height | 1 | 500 | 30.5 | 15250
9 | Carriage of 100 Cf t. (2.83 cu.m) of all materials like stone aggregate, spawl, kankar lime (unslaked), surkhi , etc. or 150 Cf t. (4.25 cu.m) timber, by truck or by any othermeans owned by the contractor from Sakhi Sarwar Quarry to site 275 Km including first 11KM hilly area.
| DPC | 100 | 4.29 | 14042.6 | 602.4275
iii. RD Marks:
1 | Precast reinfoced cement concrete type "C" 1:2:4. | 1 | 30.96 | 546.95 | 16933.572
2 | Fabrication of mild steel reinforcement for cement concrete including cutting bending laying in position etc. complete in all respect. (deformed bars) Grade 40 | 100 | 70.74 | 30006.1 | 21226.3151
3 | Carriage of consignment job upto 5 KMs Average | 1 | 18 | 115.4 | 2077.2
4 | Placing boundary pillars in position, including digging pits. | 1 | 18 | 141.9 | 2554.2
5 | Preparing surface and painting with emulation paint 3 coat. | 100 | 63 | 4307.55 | 2713.7565
6 | Writing letter or firgures per letter per inch height (three figure each side). | 1 | 180 | 30.5 | 5490
7 | Carriage of 100 Cf t. (2.83 cu.m) of all materials like stone aggregate, spawl, kankar lime (unslaked), surkhi , etc. or 150 Cf t. (4.25 cu.m) timber, by truck or by any othermeans owned by the contractor from Sakhi Sarwar Quarry to site 275 Km including first 11KM hilly area.
ii | PCC 1:2:4 | 100 | 27.2448 | 14042.6 | 3825.8783
Total Cost: |  |  |  |  | 3912476.7598
iv. Stone Pitching
1 | Earth Work in excavation of drains, irrigation channels through excavator/ drag lines in all kind of soil and conditions (dry, wet slush, daldal and under water ) including its disposal and preperation of working pad for operation of machinary. (rates includes 100ft lead) | 1000 | 312.56 | 4640.7 | 1450.4972
2 | Providing and laying stone pitching/filling, dry hand packed, as filling behind retaining walls or in pitching and aprons. | 100 | 312.56 | 6849 | 21407.2344
3 | Formation dressing and preparing subgrade, on slope | 100 | 525.1225 | 2265.1 | 11894.5497
4 | Formation dressing and preparing subgrade, in bed. | 100 | 129.5 | 1660.5 | 2150.3475
5 | Providing and laying graded bajri 1/8" to 1/2" size on slope. | 100 | 173.29 | 18564.1 | 32169.7289
6 | Providing and laying graded bajri 1/2" to 2" size on slope. | 100 | 173.29 | 18564.1 | 32169.7289
7 | Providing and laying graded bajri 1/8" to 1/2" size on level. | 100 | 42.74 | 18017.6 | 7700.7222
8 | Providing and laying graded bajri 1/2" to 2" size on level. | 100 | 42.74 | 18017.6 | 7700.7222
9 | Providing and laying stone for top layer only, on slope. | 100 | 525.12 | 11511 | 60446.5632
10 | Providing and laying stone for top layer only, on Level | 100 | 129.5 | 10570.5 | 13688.7975
11 | Carriage of 100 Cft of all material like stone aggregate, spawl, kankar, lime (unsoaked) surkhi etc or 150 Cft of timber by truck or by any other means owned by the contractor, lead 275 Km. | 100 | 1207.5 | 14042.6 | 169564.395
Total Cost |  |  |  |  | 360343.2868
Total Cost for Section -3 (4L Manthar Drain) |  |  |  |  | 4272820.0466
4. Pattan Minara Drain (RD 0+000 to 23+000) |  |  |  |  | 80014634.4076 | 1.4331 | 80014635.8408
i. Earthwork
1 | Earth Work in excavation of drains, irrigation channels through excavator/ drag lines in all kind of soil and conditions (dry, wet slush, daldal and under water ) including its disposal and preperation of working pad for operation of machinary. (rates includes 100ft lead) | 1000 | 2110200 | 4640.7 | 9792805.14
2 | Dressing and levelling of earthwork to designed section etc complete in ii) ordinary or hard soil soil | 1000 | 680530 | 940.9 | 640310.677
3 | Transportation of earth all types when the total distance, including the lead covered in the item of work , is more than 1000 ft.
| a) Lead 500 feet | 1000 | 8217.5 | 1073.2 | 8819.021
| b) Lead 1750 ft | 1000 | 58687.5 | 6751.2 | 396211.05
| c) Lead 2750 ft | 1000 | 75040 | 6971.4 | 523133.856
4 | Making boundary or service roads, including dag-belling, leveling and dressing:ii) in ploughed land: a) from 10.0 ft. to 20.0 ft. (3 to 6 m) wide | 1 | 95 | 1935.4 | 183863
6 | Jungle clearance and removing within 100 ft. light | 1000 | 460000 | 376.2 | 173052
ii. Data Board
1 | Excavation in foundation of building bridges and other structures including dagbelling, dressing, refilling around structure with excavated earth, watering and ramming lead upto one chain and lift upto 5 ft. in ordinary soil | 1000 | 98 | 15824.15 | 1550.7667
2 | Cement concrete plain including, placing, compacting, finishing and curing complete (including screening and washing of stones aggregate) |  |  | 0 | 0
| a) Nominal mix ratio 1:4:8 | 100 | 24.5 | 34694.3 | 8500.1035
3 | Pacca brick work in foundation and plinth in cement sand mortar ratio 1:6. | 100 | 97.5 | 32675.95 | 31859.0513
4 | Providing and laying damp proof course of cement 1:2:4 (using cement, sand and shingle), including bitumen coating with with 2 coats of bitumen: 1½" thick (40 mm). | 100 | 39 | 11851.7 | 4622.163
5 | Pacca brick work other than building upto 10 ft. height in cement sand mortor ratio 1:3 | 100 | 81.7031 | 37620.6 | 30737.2058
6 | Cement plaster 1:4 upto 20 ft. height, 3/8" thick | 100 | 230.65 | 4334.75 | 9998.1009
7 | Providing and applying weather shield paint of approved quality on external surface of building including preparation of surface, application of primer complete in all respect white. | 100 | 230.65 | 7379.1 | 17019.8941
8 | Writing letter or figures per letter per inch height | 1 | 500 | 30.5 | 15250
9 | Carriage of 100 Cf t. (2.83 cu.m) of all materials like stone aggregate, spawl, kankar lime (unslaked), surkhi , etc. or 150 Cf t. (4.25 cu.m) timber, by truck or by any othermeans owned by the contractor from Sakhi Sarwar Quarry to site 275 Km including first 11KM hilly area.
| DPC | 100 | 4.29 | 14042.6 | 602.4275
iii. RD Marks
1 | Precast reinfoced cement concrete type "C" 1:2:4. | 1 | 39.56 | 546.95 | 21637.342
2 | Fabrication of mild steel reinforcement for cement concrete including cutting bending laying in position etc. complete in all respect. (deformed bars) Grade 40 | 100 | 90.39 | 30006.1 | 27122.5138
3 | Carriage of consignment job upto 5 KMs Average | 1 | 23 | 115.4 | 2654.2
4 | Placing boundary pillars in position, including digging pits. | 1 | 23 | 141.9 | 3263.7
5 | Preparing surface and painting with emulation paint 3 coat. | 100 | 80.5 | 4307.55 | 3467.5778
6 | Writing letter or firgures per letter per inch height (three figure each side). | 1 | 230 | 30.5 | 7015
7 | Carriage of 100 Cf t. (2.83 cu.m) of all materials like stone aggregate, spawl, kankar lime (unslaked), surkhi , etc. or 150 Cf t. (4.25 cu.m) timber, by truck or by any othermeans owned by the contractor from Sakhi Sarwar Quarry to site 275 Km including first 11KM hilly area.
ii | PCC 1:2:4 | 100 | 34.8128 | 14042.6 | 4888.6223
Total Cost |  |  |  |  | 11908383.4127
iv. Stone Pitching
1 | Dismantling stone or spawl pitching and apron in silted condition. | 100 | 93240 | 3762 | 3507688.8
2 | Earth Work in excavation of drains, irrigation channels through excavator/ drag lines in all kind of soil and conditions (dry, wet slush, daldal and under water ) including its disposal and preperation of working pad for operation of machinary. (rates includes 100ft lead) | 1000 | 129745.5 | 4640.7 | 602109.9419
3 | Supply and dumping at site, without boat, including handling of materials within three chains (90 m) | 100 | 126000 | 4743.75 | 5977125
4 | Providing and laying stone pitching/filling, dry hand packed, as filling behind retaining walls or in pitching and aprons. | 100 | 3745.5 | 6849 | 256529.295
3 | Formation dressing and preparing subgrade, on slope | 100 | 72754.37 | 2265.1 | 1647959.2349
4 | Formation dressing and preparing subgrade, in bed. | 100 | 12167 | 1660.5 | 202033.035
4 | Providing and laying graded bajri 1/8" to 1/2" size on slope. | 100 | 24008.94 | 18564.1 | 4457043.6305
5 | Providing and laying graded bajri 1/2" to 2" size on slope. | 100 | 24008.94 | 18564.1 | 4457043.6305
6 | Providing and laying graded bajri 1/8" to 1/2" size on level. | 100 | 4015.11 | 18017.6 | 723426.4594
7 | Providing and laying graded bajri 1/2" to 2" size on level. | 100 | 4015.11 | 18017.6 | 723426.4594
8 | Providing and laying stone for top layer only, on slope. | 100 | 72754.37 | 11511 | 8374755.5307
9 | Providing and laying stone for top layer only, on Level | 100 | 12167 | 10570.5 | 1286112.735
10 | Carriage of 100 Cft of all material like stone aggregate, spawl, kankar, lime (unsoaked) surkhi etc or 150 Cft of timber by truck or by any other means owned by the contractor, lead 275 Km. | 100 | 152322.069 | 14042.6 | 21389978.8614
Total Cost |  |  |  |  | 53605232.6136
v. Water Course
1 | Excavation in foundation of building, bridges and other structures, including dagbelling, dressing, refilling around structure with excavated earth, watering and ramming lead up to one chain and lift upto 5 ft. In ordinary soil (above 5 ft depth) | 1000 | 1417.9529 | 12735.6 | 18058.481
2 | Extra for slush or Daldal including dewatering. | 1000 | 1417.9529 | 12038.4 | 17069.8842
3 | Cement concrete plain including, placing, compacting, finishing and curing complete (including screening and washing of stones aggregate) |  |  | 0
| a) Nominal mix ratio 1:4:8 | 100 | 140.1025 | 34694.3 | 48607.5817
| b) Nominal mix ratio 1:2:4 | 100 | 17 | 47135.9 | 8013.103
4 | Providing and fabrication of mild steel reinforcement for cement concrete, including cutting , bending, laying in position, making joints and fastening, including cost of binding wire and labour charges for binding of steel reinforcement(also includes removal of rust from bars). Deformed Bars (Grade 60) | 100 | 4515.8106 | 30376.9 | 1371763.2702
5 | Providing and laying reinforced cement concrete (including prestressed concrete), using Sulphate resisting cement; coarse sand and screened graded and washed aggregate, in required shape and design, including forms, moulds, shuttering, lifting, compacting, curing, rendering and finishing exposed surface, complete 2) Plastering done under soffit of R.C.C. (but excluding the cost of steel reinforcement, its fabrication and placing in position etc.)
| a) Reinforced cement concrete in roof slab, beams, columns lintels, girders and other structural members laid in situ or precast laid in position, or prestressed members cast in situ, complete in all respects. Type B (nominal mix 1:1.5:3) | 1 | 1063.0377 | 817.55 | 869086.4716
| b) Reinforcement cement concrete in slab of rafts/strip foundation, base slab of column and retaining walls, etc and other structural members not requiring form work(i.e horizontal shuttering) complete in all respect: Type B (Nominal Mix 1:1.5:3 ) | 1 | 442.2325 | 670.5 | 296516.8912
6 | Bitumen coating to plastered or cement concrete surface. 14 lbs per 100 Sft (6.35 Kg. per Sq.m) | 100 | 551.0106 | 1645.1 | 9064.6754
7 | Pacca brick work other than buildings upto 10 feet height. Cement sand mortar ratio 1:4 | 100 | 40 | 35727 | 14290.8
8 | Providing and embedding 10"(250mm) wide PVC water stopper in expansion joints of RCC structures (Retaining walls, water tanks, Slabs) complete in all respect. 10mm thick | 1 | 180.2 | 809.4 | 145853.88
9 | Providing and placing poly sulphide joint sealent 1" wide and 1" deep. | 1 | 50 | 1381 | 69050
10 | Rehandling of earthwork:Upto a lead of 50 ft. (15 m). | 1000 | 2000 | 5266.8 | 10533.6
11 | Carriage of 100 Cf t. (2.83 cu.m) of all materials like stone aggregate, spawl, kankar lime (unslaked), surkhi , etc. or 150 Cf t. (4.25 cu.m) timber, by truck or by any othermeans owned by the contractor from Sakhi Sarwar Quarry to site 275 Km including first 11KM hilly area.
i | PCC 1:4:8 | 100 | 134.4984 | 14042.6 | 18887.0723
ii | PCC 1:2:4 | 100 | 14.96 | 14042.6 | 2100.773
iii | RCC 1.1.5.3 | 100 | 1264.427 | 14042.6 | 177558.4214
Total Cost: |  |  |  |  | 3076454.9049
vi. VRB Repair
1 | Cement concrete plain including placing, compacting, finishing and curing complete (including screening and washing of stone aggregate): Ratio 1:2:4 | 100 | 966.72 | 47135.9 | 455672.1725
2 | Fabrication of mild steel reinforcement for cement concrete, including cutting, bending, laying in position, making joints and fastenings, including cost of binding wire and labour charges for binding of steel reinforcement (also includes removal of rust from bars): Deformed bars (Grade-60) | 100 | 2080 | 30376.9 | 631839.52
3 | Providing and laying reinforced cement concrete (including prestressed concrete), using Sulphate resisting cement; coarse sand and screened graded and washed aggregate, in required shape and design, including forms, moulds, shuttering, lifting, compacting, curing, rendering and finishing exposed surface, complete 2) Plastering done under soffit of R.C.C. (but excluding the cost of steel reinforcement, its fabrication and placing in position etc.)
a | a) Reinforced cement concrete in roof slab, beams, columns lintels, girders and other structural members laid in situ or precast laid in position, or prestressed members cast in situ, complete in all respects. Type B (nominal mix 1:1.5:3) | 1 | 520 | 817.55 | 425126
4 | Providing and fixing 4" dia P.V.C pipe. | 1 | 6 | 378.75 | 2272.5
5 | Borrowpit excavation undressed lead upto 100 ft (30 metre). Ordinary soil | 1000 | 8490 | 10533.6 | 89430.264
6 | Cement plaster 1:3 upto 20' (6.00 m) height 1/2" (13 mm) thick. | 100 | 3936 | 4850.4 | 190911.744
7 | Providing and laying R.C.C. pipe sewers, moulded with cement concrete 4000 psi conforming to ASTM Specification C-76-20, Class II. Wall B, including carriage of pipe from factory to site of work, lowering in trenches to correct alignment and grade, jointing with rubber ring, cutting pipes where necessary, testing, etc., complete. 610 mm (24") i/d | 1 | 48 | 2150.35 | 103216.8
8 | Dismantling cement concrete reinforced, separating reinforcement from concrete, cleaning and straightening the same. | 100 | 384 | 27086.4 | 104011.776
9 | Credit old material | 1 | 768 | -170 | -130560
Total Cost: |  |  |  |  | 1871920.7765
vii. Tube Well room
1 | Excavation in foundation of building, bridges, and other structures, including dag belling, dressing refilling around structure with excavated earth, watering and ramming lead upto one chain (30m)and lift upto 5' (1.5 m) (b) in ordinary soil.1)By Manual | 1000 | 3814.2434 | 15824.15 | 60357.159
2 | Spraying termite proofing by using liquid FMC / Biflex/ Terminex Exin/Ms Hextaror equivalent@specified suspension concenterate (SC), MixingAbility-HEXTAR with Ratio (1:250)= 540 Sft or equivalent approved liquid applying with shower and certificate will be provided by the contractor for10-years complete in all respect.as approved by the Engineer Incharge. | 1 | 3559.5 | 12.55 | 44671.725
3 | Cement concrete plain including, placing, compacting, finishing and curing complete (including screening and washing of stones aggregate) |  | 0
| a) Nominal mix ratio 1:4:8 | 100 | 739.2871 | 34694.3 | 256490.4879
4 | Pacca brick work in foundation and plinth in cement sand mortar ratio 1:6. | 100 | 2205.28 | 32675.95 | 720596.1902
5 | Providing and laying damp proof course of cement 1:2:4 (using cement, sand and shingle), including bitumen coating with one coat of bitumen and one coat polythenesheet 500 gauge 1½" thick (40 mm). | 100 | 451.5 | 11460.2 | 51742.803
6 | Providing and laying vertical damp proof course with cement sand plaster and bitumen coating with one coat of bitumen and one coat of polythene sheet 500 gauge-Ratio 1:3 a) ½ " thick (13 mm) | 100 | 840 | 7607.35 | 63901.74
7 | Filling watering ramming earth under floors with surplus earth from foundation etc. | 1000 | 1050 | 7547.75 | 7925.1375
8 | Pacca brick work in ground floor. Cement sand mortar Ratio 1:4. | 100 | 2036.3 | 35830.6 | 729618.5078
9 | Providing and laying reinforced cement concrete (including prestressed concrete), using Sulphate resisting cement; coarse sand and screened graded and washed aggregate, in required shape and design, including forms, moulds, shuttering, lifting, compacting, curing, rendering and finishing exposed surface, complete 2) Plastering done under soffit of R.C.C. (but excluding the cost of steel reinforcement, its fabrication and placing in position etc.)
| a) Reinforced cement concrete in roof slab, beams, columns lintels, girders and other structural members laid in situ or precast laid in position, or prestressed members cast in situ, complete in all respects. Type B (nominal mix 1:2:4) | 1 | 1079.1606 | 741.85 | 800575.2911
10 | b) Reinforcement cement concrete in slab of rafts/strip foundation, base slab of column and retaining walls, etc and other structural members not requiring form work(i.e horizontal shuttering) complete in all respect: Type B (Nominal Mix 1:2:4) | 1 | 128.8547 | 595 | 76668.5391
11 | Providing and Fabrication of mild steel reinforcement for cement concrete, including cutting, bending, laying in position, 13 making joints and fastenings, including cost of binding wire and labour charges for binding of steel reinforcement (also includes removal of rust from bars):- Deformed bars (Grade-60). | 100 | 7248.0917 | 30376.9 | 2201745.5752
12 | Providing and fixing windows consisting of M.S box section frame 2" x 1½" ( 50 x 40mm) Leaves frame 1½" x 1" (40 x 25 mm) box section frame for glazing 3/8" x 3/8" (10 x 10 mm) using 16 SWG sheet 'U' shaped rubber supported with 1" x 1/8" (25 x 3 mm) M.S. flat for fixing 3/16" (5 mm) thick glass panes M.S. box section 1/2" x 1/2" (13 x 13 mm) of 16 SWG for fixing 24 SWG wire gauge on outer side by means of 3/4" x 1/8" (20 x 3 mm) M.S. flat and screws including grill of M.S. flat 1/2" x 1/8" (13 x 3 mm) or 1/4" x 1/4" (6 x 6 mm) square bar with independent frame of 1/2" x 1/2" (13 x 13 mm) box section of 16 SWG i/c all C.P fitting and painting 3 coats complete in all respect. | 1 | 224 | 2180.7 | 488476.8
13 | Providing and fixing mild steel chowkat of doors windows C. windows etc. including holdfast making and threading 18 holes for hinges etc. complete 1½" x 1½" x 1/4" (40 x 40 x 6 mm) welded with M.S. flat 2" x 1/4" (50 m M.S. angle iron). | 1 | 280 | 457.1 | 127988
14 | Making and fixing steel grated door with 1/16" thick sheeting, including angle iron frame 2" x 2" x 3/8"and 3/4" square bars 4" centre to centre. with locking arrangement (Two No.). | 1 | 343 | 2767 | 949081
15 | Providing and laying single layer of tile 9" x 4½" x 1½" laid over 4" earth and 1" thick mud plaster without bhoosa, grouted with cement mud (1:3) on top of R.C.C. roof, slab, provided with 34 lbs. per % Sft. Or 1.72 Kg./Sq.m. bitumen coating sand blinded. | 100 | 668.9375 | 13179.6 | 88163.2868
16 | Providing and laying polythene sheet under floor or roof complete 500 gauge. | 1 | 696.9375 | 11 | 7666.3125
17 | Supplying and filling sand under floor or plugging in wells. | 100 | 286.5625 | 3987 | 11425.2469
18 | Providing and laying watering and ramming brick ballast 1½" to 2" (40 mm to 50 mm) mixed with 25% sand for floor foundation complete in all respect. | 100 | 342.5625 | 12801.2 | 43852.1107
19 | Cement concrete plain including, placing, compacting, finishing and curing complete (including screening and washing of stones aggregate) |  |  | 0
| b) Nominal mix ratio 1:2:4 | 100 | 321.02 | 47135.9 | 151315.6662
20 | Cement plaster 1:4 upto 20' (6.00 m) height 1/2" (13 mm) thick. | 100 | 3978.135 | 4614.1 | 183555.127
21 | Cement plaster 3/8" (10 mm thick under soffit of R.C.C. roof slabs only, upto 20' height (Ratio 1:3). | 100 | 801.64 | 5264.65 | 42203.5403
22 | Cement pointing struck joints on wall upto 20' (6m) height (a) Ratio 1:2 including extra cost of labour and material for red oxide pigment in cement pointing to match with the colour of bricks. | 100 | 3429.125 | 5012.65 | 171890.0343
23 | Providing, laying, cutting, jointing, testing and disinfecting PVC/ uPVC pipe line with `B' Class working pressure complete in all respects:- 4" i/d (100 mm) | 1 | 91 | 514.9 | 46855.9
24 | Providing and installing P.V.C. bends, of B.S.S.b) 4" i/d (100 mm) | 1 | 14 | 849.7 | 11895.8
25 | Making top khurra on roof 2' x 2' x 6". | 1 | 7 | 1159.65 | 8117.55
26 | Distempering:- 3 coat | 100 | 3571.89 | 1548.2 | 55300.001
27 | Providing and applying weather shield paint of approved quality on external surface of building including preparation of surface, application of primer complete in all respect: | 100 | 1207.885 | 7379.1 | 89131.042
28 | Preparing surface and painting of doors and windows any type (including edges):- | 100 | 623 | 3052.4 | 19016.452
29 | Fabrication of heavy steel work, with angle, tees, flat iron round iron and sheet iron for making trusses, girders, tanks, etc., including cutting, drilling, revitting, handling, assembling and fixing, but excluding erection in position. | 100 | 2344.7111 | 37098.85 | 869860.8386
30 | Supply and erection of PVC pipe for wiring recessed in walls, including inspection boxes, pull boxes, hooks, cutting jharries and repairing surface, etc. complete with all specials. |  |  | 0
| a) 20mm (3/4") i/d. | 1 | 420 | 112.25 | 47145
| b) 25 mm (1") i/d | 1 | 210 | 133.6 | 28056
| c) 50 mm (2") i/d | 1 | 105 | 231.55 | 24312.75
31 | Supply and erection of single core PVC insulated copper conductor cables, in prepaid P.V.C. pile/M.S. conduit/G.I. pipe/wooden strip batten/wooden casing and caping/G.I. wire/trenches (rate for cables only) (a) 250/440 volts, P.V.C. insulated. |  |  | 0
| a) 3/0.74mm (3/0.029"). | 1 | 1260 | 35.7 | 44982
| b) 7/0.74mm (7/0.029"). | 1 | 420 | 56.3 | 23646
32 | Supply and erection of copper conductor cable for service connection in prepaid pipe/G.I. wire/trenches, etc. (rate for cable only) (a) PVC insulated, PVC sheathed, twin core, 250/440 volts 7/0.44" (7/1.12mm). | 1 | 280 | 237.65 | 66542
33 | Supply and connection of M.S. sheet box of 16 SWG, 10 cm (4") deep with 4.75 mm thick (3/16") bakelite sheet top, for recessed wiring, including making holes for regulators switches, plugs etc. |  |  | 0
| a) 10 x 10 cm (4" x 4"). | 1 | 7 | 382.3 | 2676.1
| b) 17.5 x 10 cm (7" x 4"). | 1 | 7 | 522.75 | 3659.25
| c) 22.5 x 10 cm (9" x 4"). | 1 | 7 | 668.8 | 4681.6
34 | Supply and erection of switches 5 amp. Piano Type. | 1 | 140 | 102.7 | 14378
35 | Supply and erection of ceiling rose, bakelite. | 1 | 28 | 96.3 | 2696.4
36 | Supply and erection of wall socket with 3 pin 5 amp shoe. | 1 | 14 | 204.7 | 2865.8
37 | Supply and erection of 3 pin switch and plug combined recessed type (ii) 10/15 amp. | 1 | 7 | 213.1 | 1491.7
38 | P/F wall mounted DB (Distribution Board) made with 16SWG Sheet (Recessded/Surface mounted Type), Powder coated Paint, i/c the cost of Lock, Indication lights,Thimble, Copper Comb, Wiring, Netural & Earth Bar, Door Earthing, Digital Voltmeter,Digital Ammeter,Volt Selector Switch,Ammeter selector switch,Current Transformers and Controles Complete in all respect as approved and directed by the Engineer Incharge (Breakers will be Paid Separately)(a) 6" deep (i) 20~60A | 1 | 7 | 24422.65 | 170958.55
39 | Suppling,Installation and comissioning of MCB (Miniature Circuit Breaker) of specified rating made of LEGRAND FRANCE/ GE U.S.A / SCHNEIDER GERMANY /SIEMEN GERMAN/TERASAKI JAPAN/ ABB SWITZERLAND in prelaid DBs and Panels i/c the cost of screwes,necessary wire complet Single Pole(iii) 6-63 Amp (10 KA) | 1 | 42 | 1453.75 | 61057.5
40 | Supplying, Installation and commissioning of MCCB (Moulded Case Circuit Breaker)of specified rating made of LEGRAND FRANCE /GEU.S.A/ SCHNEIDER GERMANY/ TERASAKI JAPAN/ SIEMEN/ ABBSWITZERLAND or approved equivalent manufacturer (withfixedThermal-MagneticTrip)in prelaid DB sand Panels i/c the cost of screws, necessary wire complete in all respect as approved and directed by the EngineerIncharge. a) Triple Pole (ii) 15-100 Amp (10 KA,15KA) | 1 | 14 | 13796.3 | 193148.2
41 | Supplying, Installation and commissioning of MCCB (Moulded Case Circuit Breaker)of specified rating made of LEGRAND FRANCE /GEU.S.A/ SCHNEIDER GERMANY/ TERASAKI JAPAN/ SIEMEN/ ABBS WITZERLAND or approved equivalent manufacturer (withfixedThermal-MagneticTrip)in prelaid DB sand Panels i/c the cost of screws, necessary wire complete in all respect as approved and directed by the EngineerIncharge. a) Triple Pole With Adjustable Thermal-Magnetic Trip /Electronic Trip (60-100%) (i) 25-100 Amp | 1 | 7 | 19859.4 | 139015.8
42 | Supply and erection of tube light, including rod, choke, starter with frame, flexible wire, including connection from ceiling rose, etc., complete ii)single rod (40 watts) with one choke and one starter. | 1 | 21 | 1995.3 | 41901.3
43 | Supply and erection of bakelite button holder shade, large size | 1 | 21 | 178.75 | 3753.75
44 | Carriage of 100 Cf t. (2.83 cu.m) of all materials like stone aggregate, spawl, kankar lime (unslaked), surkhi , etc. or 150 Cf t. (4.25 cu.m) timber, by truck or by any othermeans owned by the contractor from Sakhi Sarwar Quarry to site 275 Km including first 11KM hilly area.
i | PCC 1:4:8 | 100 | 709.7156 | 14042.6 | 99662.5265
ii | PCC 1:2:4 | 100 | 282.4976 | 14042.6 | 39670.008
iii | RCC 1.2.4 | 100 | 1063.0535 | 14042.6 | 149280.3442
iv | DPC 1.2.4 | 100 | 49.665 | 14042.6 | 6974.2573
Total Cost: |  |  |  |  | 9552642.7
Total Cost for Section -4 (Pattan Minara Drain) |  |  |  |  | 80014634.4076
5. Manthar Drain (RD 0+000 to 140+000) |  |  |  |  | 191236611.3907 | -0.08925 | 191236611.3015
i. Earthwork
1 | Earth Work in excavation of drains, irrigation channels through excavator/ drag lines in all kind of soil and conditions (dry, wet slush, daldal and under water ) including its disposal and preperation of working pad for operation of machinary. (rates includes 100ft lead) | 1000 | 15023937.5 | 4640.7 | 69721586.7562
2 | Transportation of earth all types when the total distance, including the lead covered in the item of work.
| Lead 500 ft | 1000 | 12747.5 | 1073.2 | 13680.617
| Lead 1000 ft | 1000 | 5975 | 2414.7 | 14427.8325
3 | Dressing and levelling of earthwork to designed section etc complete in ii) ordinary or hard soil soil | 1000 | 2113837.5 | 940.9 | 1988909.7038
4 | Making boundary or service roads, including dag-belling, leveling and dressing:ii) in ploughed land: a) from 10.0 ft. to 20.0 ft. (3 to 6 m) wide | 1 | 720 | 1935.4 | 1393488
6 | Jungle clearance and removing within 100 ft. light | 1000 | 2800000 | 376.2 | 1053360
ii. Data Board
1 | Excavation in foundation of building bridges and other structures including dagbelling, dressing, refilling around structure with excavated earth, watering and ramming lead upto one chain and lift upto 5 ft. in ordinary soil | 1000 | 98 | 15824.15 | 1550.7667
2 | Cement concrete plain including, placing, compacting, finishing and curing complete (including screening and washing of stones aggregate) |  |  | 0 | 0
| a) Nominal mix ratio 1:4:8 | 100 | 24.5 | 34694.3 | 8500.1035
3 | Pacca brick work in foundation and plinth in cement sand mortar ratio 1:6. | 100 | 97.5 | 32675.95 | 31859.0513
4 | Providing and laying damp proof course of cement 1:2:4 (using cement, sand and shingle), including bitumen coating with with 2 coats of bitumen: 1½" thick (40 mm). | 100 | 39 | 11851.7 | 4622.163
5 | Pacca brick work other than building upto 10 ft. height in cement sand mortor ratio 1:3 | 100 | 81.7031 | 37620.6 | 30737.2058
6 | Cement plaster 1:4 upto 20 ft. height, 3/8" thick | 100 | 230.65 | 4334.75 | 9998.1009
7 | Providing and applying weather shield paint of approved quality on external surface of building including preparation of surface, application of primer complete in all respect white. | 100 | 230.65 | 7379.1 | 17019.8941
8 | Writing letter or figures per letter per inch height | 1 | 500 | 30.5 | 15250
9 | Carriage of 100 Cf t. (2.83 cu.m) of all materials like stone aggregate, spawl, kankar lime (unslaked), surkhi , etc. or 150 Cf t. (4.25 cu.m) timber, by truck or by any othermeans owned by the contractor from Sakhi Sarwar Quarry to site 275 Km including first 11KM hilly area.
| DPC | 100 | 4.29 | 14042.6 | 602.4275
iii. RD Marks
1 | Precast reinfoced cement concrete type "C" 1:2:4. | 1 | 242.52 | 546.95 | 132646.314
2 | Fabrication of mild steel reinforcement for cement concrete including cutting bending laying in position etc. complete in all respect. (deformed bars) Grade 40 | 100 | 554.13 | 30006.1 | 166272.8019
3 | Carriage of consignment job upto 5 KMs Average | 1 | 141 | 115.4 | 16271.4
4 | Placing boundary pillars in position, including digging pits. | 1 | 141 | 141.9 | 20007.9
5 | Preparing surface and painting with emulation paint 3 coat. | 100 | 493.5 | 4307.55 | 21257.7593
6 | Writing letter or firgures per letter per inch height (three figure each side). | 1 | 1410 | 30.5 | 43005
7 | Carriage of 100 Cf t. (2.83 cu.m) of all materials like stone aggregate, spawl, kankar lime (unslaked), surkhi , etc. or 150 Cf t. (4.25 cu.m) timber, by truck or by any othermeans owned by the contractor from Sakhi Sarwar Quarry to site 275 Km including first 11KM hilly area.
ii | PCC 1:2:4 | 100 | 213.4176 | 14042.6 | 29969.3799
Total Cost |  |  |  |  | 74735023.1774
iv. Culverts
1 | Excavation in foundation of building, bridges and other structures, including dagbelling, dressing, refilling around structure with excavated earth, watering and ramming lead up to one chain and lift upto 5 ft. In ordinary soil (above 5 ft depth) | 1000 | 1489.6 | 12735.6 | 18970.9498
2 | Cement concrete plain including, placing, compacting, finishing and curing complete (including screening and washing of stones aggregate) |  |  | 0
| a) Nominal mix ratio 1:4:8 | 100 | 132 | 34694.3 | 45796.476
3 | Providing and fabrication of mild steel reinforcement for cement concrete, including cutting , bending, laying in position, making joints and fastening, including cost of binding wire and labour charges for binding of steel reinforcement(also includes removal of rust from bars). Deformed Bars (Grade 60) | 100 | 4803 | 30376.9 | 1459002.507
4 | Providing and laying reinforced cement concrete (including prestressed concrete), using Sulphate resisting cement; coarse sand and screened graded and washed aggregate, in required shape and design, including forms, moulds, shuttering, lifting, compacting, curing, rendering and finishing exposed surface, complete 2) Plastering done under soffit of R.C.C. (but excluding the cost of steel reinforcement, its fabrication and placing in position etc.)
| a) Reinforced cement concrete in roof slab, beams, columns lintels, girders and other structural members laid in situ or precast laid in position, or prestressed members cast in situ, complete in all respects. Type B (nominal mix 1:1.5:3) | 1 | 1073 | 817.55 | 877231.15
| b) Reinforcement cement concrete in slab of rafts/strip foundation, base slab of column and retaining walls, etc and other structural members not requiring form work(i.e horizontal shuttering) complete in all respect: Type B (Nominal Mix 1:1.5:3 ) | 1 | 528 | 670.5 | 354024
5 | Bitumen coating to plastered or cement concrete surface. 14 lbs per 100 Sft (6.35 Kg. per Sq.m) | 100 | 944 | 1645.1 | 15529.744
6 | Supply and erection PVC pipe for recessed wiring (main and sub-main) purpose, including bends, specials, etc. in floor, wall or trenches:- 80mm dia (3 inch) | 1 | 6 | 303.8 | 1822.8
7 | Providing and laying R.C.C. pipe sewers, moulded with cement concrete 4000 psi conforming to Specification C-76-20, Class II. Wall B, including carriage of pipe from factory to site of work, lowering in trenches to correct alignment and grade, jointing with rubber ring,cutting pipes where necessary, testing, etc., complete. 24 inch internal dia | 1 | 48 | 2150.35 | 103216.8
8 | Barrow pit excavation undressed lead up to 100 ft in ordinary soil. | 1000 | 5400 | 10533.6 | 56881.44
9 | Rehandling of earthwork:Upto a lead of 50 ft. (15 m). | 1000 | 5400 | 5266.8 | 28440.72
10 | Carriage of 100 Cf t. (2.83 cu.m) of all materials like stone aggregate, spawl, kankar lime (unslaked), surkhi , etc. or 150 Cf t. (4.25 cu.m) timber, by truck or by any othermeans owned by the contractor from Sakhi Sarwar Quarry to site 275 Km including first 11KM hilly area.
i | PCC 1:4:8 | 100 | 126.72 | 14042.6 | 17794.7827
ii | RCC 1:1.5:3 | 100 | 1344.84 | 14042.6 | 188850.5018
Total Cost |  |  |  |  | 3167561.8713
v. VRB Repair
1 | Excavation in foundation of building, bridges and other structures, including dagbelling, dressing, refilling around structure with excavated earth, watering and rammiing lead upto one chain (30 m) and lift upto 5 ft. (1.5 m). in ordinary soil Wing walls. | 1000 | 1776 | 12735.6 | 22618.4256
2 | Cement concrete plain including placing, compacting, finishing and curing complete (including screening and washing of stone aggregate): Ratio 1: 4: 8. | 100 | 73.5 | 34694.3 | 25500.3105
3 | Cement concrete plain including placing, compacting, finishing and curing complete (including screening and washing of stone aggregate): Ratio 1:2:4 | 100 | 2414.07 | 47135.9 | 1137893.6211
4 | Fabrication of mild steel reinforcement for cement concrete, including cutting, bending, laying in position, making joints and fastenings, including cost of binding wire and labour charges for binding of steel reinforcement (also includes removal of rust from bars):- Deformed bars (Grade-60) | 100 | 61090.96 | 30376.9 | 18557539.8282
5 | Providing and laying reinforced cement concrete (including prestressed concrete), using Sulphate resisting cement; coarse sand and screened graded and washed aggregate, in required shape and design, including forms, moulds, shuttering, lifting, compacting, curing, rendering and finishing exposed surface, complete 2) Plastering done under soffit of R.C.C. (but excluding the cost of steel reinforcement, its fabrication and placing in position etc.)
a) | Reinforced cement concrete in roof slab, beams, columns lintels, girders and other structural members laid in situ or precast laid in position, or prestressed members cast in situ, complete in all respects.Type B (nominal mix 1:1.5:3) | 1 | 13743.27 | 817.55 | 11235810.3885
b) | Reinforcement cement concrete in slab of rafts/strip foundation, base slab of column and retaining walls, etc and other structural members not requiring form work(i.e horizontal shuttering) complete in all respect: Type B (Nominal Mix 1:1.5:3) | 1 | 192 | 670.5 | 128736
6 | Providing and fixing 4" dia P.V.C pipe. | 1 | 30 | 378.75 | 11362.5
7 | Providing and fixing Neoprene bearing pad with laminated steel plate top and bottom. Size (14" x 9" x 1.75") | Cu. Inch | 304.64 | 72 | 21934
8 | Borrowpit excavation undressed lead upto 100 ft (30 metre). Ordinary soil | 1000 | 30345 | 10533.6 | 319642.092
9 | Cement plaster 1:3 upto 20' (6.00 m) height 1/2" (13 mm) thick. | 100 | 5976 | 4850.4 | 289859.904
10 | Providing and laying R.C.C. pipe sewers, moulded with cement concrete 4000 psi conforming to ASTM Specification C-76-20, Class II. Wall B, including carriage of pipe from factory to site of work, lowering in trenches to correct alignment and grade, jointing with rubber ring, cutting pipes where necessary, testing, etc., complete. 610 mm (24") i/d | 1 | 320 | 2150.35 | 688112
11 | Providing and laying sub base course. | 100 | 2100 | 10003.5 | 210073.5
12 | Providing and laying base course. | 100 | 2100 | 13527.4 | 284075.4
13 | Providing surface treatment to roads, including supply of bitumen and bujri /crushed stone aggregate of approved quality, including cleaning of road surface, heating and spraying bitumen, spreading bajri and rolling with road roller (including its operation cost, fuel and hire charges, etc.) etc. complete including carriage of all materials to site of work except bajjri/crushed stone aggregate. | 100 | 2800 | 4549.95 | 127398.6
14 | Dismantling cement concrete reinforced, separating reinforcement from concrete, cleaning and straightening the same. | 100 | 11823.77 | 27086.4 | 3202633.6373
15 | Credit old material | 1 | -23647.54 | 170 | -4020081.8
Total cost: |  |  |  |  | 32243108.4073
vi. Pump House No: 3 (Manthar Drain at 0+000 RD)
1 | Excavation in foundation of building, bridges and other structures, including dagbelling, dressing, refilling around structure with excavated earth, watering and ramming lead up to one chain and lift upto 5 ft. In ordinary soil (above 5 ft depth) | 1000 | 60639.3519 | 12735.6 | 772278.5301
2 | Extra for slush or Daldal including dewatering. | 1000 | 60639.3519 | 12038.4 | 730000.774
Cement concrete plain including, placing, compacting, finishing and curing complete (including screening and washing of stones aggregate)
3 | a) Nominal mix ratio 1:4:8 | 100 | 2087.7431 | 34694.3 | 724327.863
4 | b) Nominal mix ratio 1:2:4 | 100 | 1164.376 | 47135.9 | 548839.107
5 | Providing and fabrication of mild steel reinforcement for cement concrete, including cutting , bending, laying in position, making joints and fastening, including cost of binding wire and labour charges for binding of steel reinforcement (also includes removal of rust from bars).Deformed Bars (Grade 60) | 100 | 117054.4686 | 30376.9 | 35557518.8608
Providing and laying reinforced cement concrete (including prestressed concrete), using Sulphate resisting cement; coarse sand and screened graded and washed aggregate, in required shape and design, including forms, moulds, shuttering, lifting, compacting, curing, rendering and finishing exposed surface, complete 2) Plastering done under soffit of R.C.C. (but excluding the cost of steel reinforcement, its fabrication and placing in position etc.)
6 | a) Reinforced cement concrete in roof slab, beams, columns lintels, girders and other structural members laid in situ or precast laid in position, or prestressed members cast in situ, complete in all respects. Type B (nominal mix 1:1.5:3) | 1 | 16160.0506 | 817.55 | 13211649.3885
7 | a) Reinforced cement concrete in roof slab, beams, columns lintels, girders and other structural members laid in situ or precast laid in position, or prestressed members cast in situ, complete in all respects. Type B (nominal mix 1:1.5:3) | 1 | 9852.0535 | 670.5 | 6605801.8717
8 | Bitumen coating to plastered or cement concrete surface. 14 lbs per 100 Sft (6.35 Kg. per Sq.m) | 100 | 6041.913 | 1645.1 | 99395.5108
9 | Single layer of tiles 9"x4½"x1½" (225x113x40 mm) laid over 4"(100 mm) earth and 1" (25 mm) mud plaster without Bhoosa, grouted with cement sand 1:3 on top of RCC roof slab, provided with 34 lbs. per %Sft. or 1.72 Kg/Sq.m bitumen coating sand blinded. | 100 | 1758.1539 | 13179.6 | 231717.6514
10 | Providing and laying polythene sheet under floor or roof complete 500 gauge. | 1 | 1758.1539 | 11 | 19339.6929
11 | Providing, laying, cutting, jointing, testing and disinfecting PVC/ uPVC pipe line with `B' Class working pressure complete in all respects:- 4" i/d (100 mm) | 1 | 144 | 514.9 | 74145.6
12 | Providing and installing P.V.C. bends, of B.S.S.b) 4" i/d (100 mm) | 1 | 12 | 849.7 | 10196.4
13 | Making top khurra on roof 2' x 2' x 6". | 1 | 6 | 1159.65 | 6957.9
14 | Providing and fixing windows consisting of M.S. box section frame 2"x1½", (50x40mm) leaves frame 1½"x1" (40x25mm) box section frame for glazing 3/8"x3/8" (10x10mm) using 16 SWG sheet 'U' shaped rubber supported with 1"x1/8" (25x3mm) M.S. flat for fixing 3/16" (5 mm) thick glass panes M.S. box section ½"x½" (13x13mm) of 16 SWG for fixing 24 SWG wire gauze on outer side by means of ¾"x1/8" (20x3mm) M.S. flat and screws including grill of M.S. flat ½"x1/8" (13x3mm) or ¼"x¼" (6x6mm) square bar with independent frame of ½"x½" (13x13mm) box section of 16 SWG i/c all C.P. fitting and painting 3 coats complete in all respect. | 1 | 607.92 | 2180.7 | 1325691.144
15 | Making and fixing steel grated door with 1/16" thick 1.5mm) sheeting, including angle iron frame 2"x2"x3/8" (50x50x10 mm) and ¾" (20 mm) square bars 4" (100 mm) | 1 | 196 | 2767 | 542332
16 | Distempering:- 2 coats | 100 | 5921.946 | 1212.35 | 71794.7123
17 | Providing and applying weather shield paint of approved quality on external surface of building including preparation of surface, application of primer complete in all respect: | 100 | 5354.995 | 7379.1 | 395150.436
18 | Preparing surface and painting of doors and windows any type (including edges):- | 100 | 356 | 3052.4 | 10866.544
19 | Providing and fixing 1¼x1¼"x3/16" (31x31x5 mm) angle" iron step, in manhole chambers, including carriage and setting the same in work to correct lines and levels. | 1 | 99 | 680.75 | 67394.25
21 | Providing and fixing trash rack as per drawing | 1 | 1368 | 603 | 824904
22 | Providing and layingTuff Pavers, having 7000PSI ,crushing strength of approved manufa cturer, over2"to3" sand cushion i/c grouting withsand in joints i/c finishing to require slope . complete in all respect. (50% Grey / 50% Coloured) 60-mm thick | 1 | 2738.75 | 205.4 | 562539.25
23 | Providing & laying graded bajri ½" to 2" gauge on level (including carriage). | 100 | 738.42 | 18017.6 | 133045.5619
24 | 1½"(40 mm) thick mosaic flooring, consisting of ½ " mosaic topping of one part of cement and marble powder in the ratio of 3:1 and two parts of marble chips, laid over 1"(25 mm) thick floor of 1:2:4 cement concrete, including rubbing and polishing complete with finishing :-using grey cement | 100 | 1758.1539 | 29658.5 | 521442.0744
25 | Mosaic dado or skirting with one part of cement and marble powder in the ratio of 3:1 and two parts of marble chips, laid over ½"(13 mm) thick cement plaster 1:3, including rubbing and polishing, complete with finishing:(a) using grey cement: i) 1/2"(13 mm) thick | 100 | 112.84 | 19146.85 | 21605.3055
26 | Providing and fixing marble strip of any shade for dividing the mosaic flooring into panels(a) Size 1½" x 3/8" (40 x 10 mm) | 1 | 900.26 | 39.6 | 35650.296
27 | Providing and embedding 10"(250mm) wide PVC water stopper in expansion joints of RCC structures (Retaining walls, water tanks, Slabs) complete in all respect. 10mm thick | 1 | 473.5 | 809.4 | 383250.9
28 | Supply and erection of PVC pipe for wiring recessed in walls, including inspection boxes, pull boxes, hooks, cutting jharries and repairing surface, etc. complete with all specials.
| a) 20mm (3/4") i/d. | 1 | 500 | 112.25 | 56125
| b) 25 mm (1") i/d | 1 | 300 | 133.6 | 40080
29 | Supply and erection of single core PVC insulated copper conductor cables, in prepaid P.V.C. pile/M.S. conduit/G.I. pipe/wooden strip batten/wooden casing and caping/G.I. wire/trenches (rate for cables only) (a) 250/440 volts, P.V.C. insulated.
| a) 3/0.74mm (3/0.029"). | 1 | 1000 | 35.7 | 35700
| b) 7/0.74mm (7/0.029"). | 1 | 500 | 56.3 | 28150
30 | Supply and connection of M.S. sheet box of 16 SWG, 10 cm (4") deep with 4.75 mm thick (3/16") bakelite sheet top, for recessed wiring, including making holes for regulators switches, plugs etc.
| b) 17.5 x 10 cm (7" x 4"). | 1 | 10 | 522.75 | 5227.5
31 | Supply and erection of switches 5 amp. Piano Type. | 1 | 50 | 102.7 | 5135
32 | Supply and erection of backlite button holder shade, large size. | 1 | 15 | 178.75 | 2681.25
33 | Supply and erection of ceiling rose, bakelite. | 1 | 15 | 96.3 | 1444.5
34 | Suppling,Installation and comissioning of MCB (Miniature Circuit Breaker) of specified rating made of LEGRAND FRANCE/ GE U.S.A / SCHNEIDER GERMANY /SIEMEN GERMAN/TERASAKI JAPAN/ ABB SWITZERLAND in prelaid DBs and Panels i/c the cost of screwes,necessary wire completb) Double Pole(iii) 6-63 Amp (10 KA) | 1 | 1 | 5616.25 | 5616.25
35 | Suppling,Installation and comissioning of MCB (Miniature Circuit Breaker) of specified rating made of LEGRAND FRANCE/ GE U.S.A / SCHNEIDER GERMANY /SIEMEN GERMAN/TERASAKI JAPAN/ ABB SWITZERLAND in prelaid DBs and Panels i/c the cost of screwes,necessary wire complet Single Pole(iii) 6-63 Amp (10 KA) | 1 | 10 | 1453.75 | 14537.5
36 | Providing and fixing Pakistan Energy Label NEECA approved Copper winded wall bracket Fan i/c the cost of necessary cable and hardware for connection as approved and directed by Engineer Incharge.ii) 24" Sweep dia | 1 | 10 | 11398.45 | 113984.5
37 | Supply and erection of tube light, including rod, choke, starter with frame, flexible wire, including connection from ceiling rose, etc., complete ii)single rod (40 watts) with one choke and one starter. | 1 | 15 | 1995.3 | 29929.5
Stone Pitching Work
38 | Earthwork in excavation of drains in irrigation channels through excavater / draglines in all kind of soil and conditions | 1000 | 275894.18 | 4640.7 | 1280342.1211
39 | Providing and laying stone pitching/filling, dry hand packed, as filling behind retaining walls or in pitching and aprons as per drawing. (excuding carriage) | 100 | 10945.44 | 6849 | 749653.1856
40 | Formation dressing and preparing subgrade, on slope | 100 | 6058.716 | 2265.1 | 137235.9761
41 | Formation dressing and preparing subgrade, in bed. | 100 | 594.66 | 1660.5 | 9874.3293
42 | Providing & laying graded bajri ⅛" to ½"gauge on slope (including carriage). | 100 | 2001.6443 | 18564.1 | 371587.2458
43 | Providing & laying graded bajri ½" to 2" gauge on slope (including carriage). | 100 | 2001.6443 | 18564.1 | 371587.2458
44 | Providing & laying graded bajri ⅛" to ½"gauge on level (including carriage). | 100 | 196.4178 | 18017.6 | 35389.7735
45 | Providing & laying graded bajri ½" to 2" gauge on level (including carriage). | 100 | 196.4178 | 18017.6 | 35389.7735
46 | Providing and laying stone pitching for top layer only on slope (excuding carriage) | 100 | 6058.72 | 11511 | 697419.2592
47 | Providing and laying stone pitching for top layer only on level (excuding carriage) | 100 | 594.66 | 10570.5 | 62858.5353
48 | Carriage of 100 Cft of all material like stone aggregate, spawl, kankar, lime (unsoaked) surkhi etc by truck or by any other means owned by the contractor, lead 275Km.(From Sakhi Sarwar) | 100 | 47639.4517 | 14042.6 | 6689817.6507
Total Cost |  |  |  |  | 74267601.7205
vii. Tube Well room
1 | Excavation in foundation of building, bridges, and other structures, including dag belling, dressing refilling around structure with excavated earth, watering and ramming lead upto one chain (30m)and lift upto 5' (1.5 m) (b) in ordinary soil.1)By Manual | 1000 | 2724.4595 | 15824.15 | 43112.2565
2 | Spraying termite proofing by using liquid FMC / Biflex/ Terminex Exin/Ms Hextaror equivalent@specified suspension concenterate (SC), MixingAbility-HEXTAR with Ratio (1:250)= 540 Sft or equivalent approved liquid applying with shower and certificate will be provided by the contractor for10-years complete in all respect.as approved by the Engineer Incharge. | 1 | 2542.5 | 12.55 | 31908.375
3 | Cement concrete plain including, placing, compacting, finishing and curing complete (including screening and washing of stones aggregate)
| a) Nominal mix ratio 1:4:8 | 100 | 528.0622 | 34694.3 | 183207.4914
4 | Pacca brick work in foundation and plinth in cement sand mortar ratio 1:6. | 100 | 1575.2 | 32675.95 | 514711.5644
5 | Providing and laying damp proof course of cement 1:2:4 (using cement, sand and shingle), including bitumen coating with one coat of bitumen and one coat polythenesheet 500 gauge 1½" thick (40 mm). | 100 | 322.5 | 11460.2 | 36959.145
6 | Providing and laying vertical damp proof course with cement sand plaster and bitumen coating with one coat of bitumen and one coat of polythene sheet 500 gauge-Ratio 1:3 a) ½ " thick (13 mm) | 100 | 600 | 7607.35 | 45644.1
7 | Filling watering ramming earth under floors with surplus earth from foundation etc. | 1000 | 750 | 7547.75 | 5660.8125
8 | Pacca brick work in ground floor. Cement sand mortar Ratio 1:4. | 100 | 1454.5 | 35830.6 | 521156.077
9 | Providing and laying reinforced cement concrete (including prestressed concrete), using Sulphate resisting cement; coarse sand and screened graded and washed aggregate, in required shape and design, including forms, moulds, shuttering, lifting, compacting, curing, rendering and finishing exposed surface, complete 2) Plastering done under soffit of R.C.C. (but excluding the cost of steel reinforcement, its fabrication and placing in position etc.)
| a) Reinforced cement concrete in roof slab, beams, columns lintels, girders and other structural members laid in situ or precast laid in position, or prestressed members cast in situ, complete in all respects.Type B (nominal mix 1:2:4) | 1 | 770.829 | 741.85 | 571839.4936
10 | b) Reinforcement cement concrete in slab of rafts/strip foundation, base slab of column and retaining walls, etc and other structural members not requiring form work(i.e horizontal shuttering) complete in all respect: Type B (Nominal Mix 1:2:4) | 1 | 92.0391 | 595 | 54763.2422
11 | Providing and Fabrication of mild steel reinforcement for cement concrete, including cutting, bending, laying in position, 13 making joints and fastenings, including cost of binding wire and labour charges for binding of steel reinforcement (also includes removal of rust from bars):- Deformed bars (Grade-60). | 100 | 5177.2084 | 30376.9 | 1572675.4109
12 | Providing and fixing windows consisting of M.S box section frame 2" x 1½" ( 50 x 40mm) Leaves frame 1½" x 1" (40 x 25 mm) box section frame for glazing 3/8" x 3/8" (10 x 10 mm) using 16 SWG sheet 'U' shaped rubber supported with 1" x 1/8" (25 x 3 mm) M.S. flat for fixing 3/16" (5 mm) thick glass panes M.S. box section 1/2" x 1/2" (13 x 13 mm) of 16 SWG for fixing 24 SWG wire gauge on outer side by means of 3/4" x 1/8" (20 x 3 mm) M.S. flat and screws including grill of M.S. flat 1/2" x 1/8" (13 x 3 mm) or 1/4" x 1/4" (6 x 6 mm) square bar with independent frame of 1/2" x 1/2" (13 x 13 mm) box section of 16 SWG i/c all C.P fitting and painting 3 coats complete in all respect. | 1 | 160 | 2180.7 | 348912
13 | Providing and fixing mild steel chowkat of doors windows C. windows etc. including holdfast making and threading 18 holes for hinges etc. complete 1½" x 1½" x 1/4" (40 x 40 x 6 mm) welded with M.S. flat 2" x 1/4" (50 m M.S. angle iron). | 1 | 200 | 457.1 | 91420
14 | Making and fixing steel grated door with 1/16" thick sheeting, including angle iron frame 2" x 2" x 3/8"and 3/4" square bars 4" centre to centre. with locking arrangement (Two No.). | 1 | 245 | 2767 | 677915
15 | Providing and laying single layer of tile 9" x 4½" x 1½" laid over 4" earth and 1" thick mud plaster without bhoosa, grouted with cement mud (1:3) on top of R.C.C. roof, slab, provided with 34 lbs. per % Sft. Or 1.72 Kg./Sq.m. bitumen coating sand blinded. | 100 | 477.8125 | 13179.6 | 62973.7763
16 | Providing and laying polythene sheet under floor or roof complete 500 gauge. | 1 | 497.8125 | 11 | 5475.9375
17 | Supplying and filling sand under floor or plugging in wells. | 100 | 204.6875 | 3987 | 8160.8906
18 | Providing and laying watering and ramming brick ballast 1½" to 2" (40 mm to 50 mm) mixed with 25% sand for floor foundation complete in all respect. | 100 | 244.6875 | 12801.2 | 31322.9362
19 | Cement concrete plain including, placing, compacting, finishing and curing complete (including screening and washing of stones aggregate)
| b) Nominal mix ratio 1:2:4 | 100 | 229.3 | 47135.9 | 108082.6187
20 | Cement plaster 1:4 upto 20' (6.00 m) height 1/2" (13 mm) thick. | 100 | 2841.525 | 4614.1 | 131110.805
21 | Cement plaster 3/8" (10 mm thick under soffit of R.C.C. roof slabs only, upto 20' height (Ratio 1:3). | 100 | 572.6 | 5264.65 | 30145.3859
22 | Cement pointing struck joints on wall upto 20' (6m) height (a) Ratio 1:2 including extra cost of labour and material for red oxide pigment in cement pointing to match with the colour of bricks. | 100 | 2449.375 | 5012.65 | 122778.5959
23 | Providing, laying, cutting, jointing, testing and disinfecting PVC/ uPVC pipe line with `B' Class working pressure complete in all respects:- 4" i/d (100 mm) | 1 | 65 | 514.9 | 33468.5
24 | Providing and installing P.V.C. bends, of B.S.S.b) 4" i/d (100 mm) | 1 | 10 | 849.7 | 8497
25 | Making top khurra on roof 2' x 2' x 6". | 1 | 5 | 1159.65 | 5798.25
26 | Distempering:- 3 coat | 100 | 2551.35 | 1548.2 | 39500.0007
27 | Providing and applying weather shield paint of approved quality on external surface of building including preparation of surface, application of primer complete in all respect: | 100 | 862.775 | 7379.1 | 63665.03
28 | Preparing surface and painting of doors and windows any type (including edges):- | 100 | 445 | 3052.4 | 13583.18
29 | Fabrication of heavy steel work, with angle, tees, flat iron round iron and sheet iron for making trusses, girders, tanks, etc., including cutting, drilling, revitting, handling, assembling and fixing, but excluding erection in position. | 100 | 1674.7936 | 37098.85 | 621329.1704
30 | Supply and erection of PVC pipe for wiring recessed in walls, including inspection boxes, pull boxes, hooks, cutting jharries and repairing surface, etc. complete with all specials. |  | 0 | 0
| a) 20mm (3/4") i/d. | 1 | 300 | 112.25 | 33675
| b) 25 mm (1") i/d | 1 | 150 | 133.6 | 20040
| c) 50 mm (2") i/d | 1 | 75 | 231.55 | 17366.25
31 | Supply and erection of single core PVC insulated copper conductor cables, in prepaid P.V.C. pile/M.S. conduit/G.I. pipe/wooden strip batten/wooden casing and caping/G.I. wire/trenches (rate for cables only) (a) 250/440 volts, P.V.C. insulated. |  | 0 | 0
| a) 3/0.74mm (3/0.029"). | 1 | 900 | 35.7 | 32130
| b) 7/0.74mm (7/0.029"). | 1 | 300 | 56.3 | 16890
32 | Supply and erection of copper conductor cable for service connection in prepaid pipe/G.I. wire/trenches, etc. (rate for cable only) (a) PVC insulated, PVC sheathed, twin core, 250/440 volts 7/0.44" (7/1.12mm). | 1 | 200 | 237.65 | 47530
33 | Supply and connection of M.S. sheet box of 16 SWG, 10 cm (4") deep with 4.75 mm thick (3/16") bakelite sheet top, for recessed wiring, including making holes for regulators switches, plugs etc. |  | 0 | 0
| a) 10 x 10 cm (4" x 4"). | 1 | 5 | 382.3 | 1911.5
| b) 17.5 x 10 cm (7" x 4"). | 1 | 5 | 522.75 | 2613.75
| c) 22.5 x 10 cm (9" x 4"). | 1 | 5 | 668.8 | 3344
34 | Supply and erection of switches 5 amp. Piano Type. | 1 | 100 | 102.7 | 10270
35 | Supply and erection of ceiling rose, bakelite. | 1 | 20 | 96.3 | 1926
36 | Supply and erection of wall socket with 3 pin 5 amp shoe. | 1 | 10 | 204.7 | 2047
37 | Supply and erection of 3 pin switch and plug combined recessed type (ii) 10/15 amp. | 1 | 5 | 213.1 | 1065.5
38 | P/F wall mounted DB (Distribution Board) made with 16SWG Sheet (Recessded/Surface mounted Type), Powder coated Paint, i/c the cost of Lock, Indication lights,Thimble, Copper Comb, Wiring, Netural & Earth Bar, Door Earthing, Digital Voltmeter,Digital Ammeter,Volt Selector Switch,Ammeter selector switch,Current Transformers and Controles Complete in all respect as approved and directed by the Engineer Incharge (Breakers will be Paid Separately)(a) 6" deep (i) 20~60A | 1 | 5 | 24422.65 | 122113.25
39 | Suppling,Installation and comissioning of MCB (Miniature Circuit Breaker) of specified rating made of LEGRAND FRANCE/ GE U.S.A / SCHNEIDER GERMANY /SIEMEN GERMAN/TERASAKI JAPAN/ ABB SWITZERLAND in prelaid DBs and Panels i/c the cost of screwes,necessary wire complet Single Pole(iii) 6-63 Amp (10 KA) | 1 | 30 | 1453.75 | 43612.5
40 | Supplying, Installation and commissioning of MCCB (Moulded Case Circuit Breaker)of specified rating made of LEGRAND FRANCE /GEU.S.A/ SCHNEIDER GERMANY/ TERASAKI JAPAN/ SIEMEN/ ABBSWITZERLAND or approved equivalent manufacturer (withfixedThermal-MagneticTrip)in prelaid DB sand Panels i/c the cost of screws, necessary wire complete in all respect as approved and directed by the EngineerIncharge. a) Triple Pole (ii) 15-100 Amp (10 KA,15KA) | 1 | 10 | 13796.3 | 137963
41 | Supplying, Installation and commissioning of MCCB (Moulded Case Circuit Breaker)of specified rating made of LEGRAND FRANCE /GEU.S.A/ SCHNEIDER GERMANY/ TERASAKI JAPAN/ SIEMEN/ ABBS WITZERLAND or approved equivalent manufacturer (withfixedThermal-MagneticTrip)in prelaid DB sand Panels i/c the cost of screws, necessary wire complete in all respect as approved and directed by the EngineerIncharge. a) Triple Pole With Adjustable Thermal-Magnetic Trip /Electronic Trip (60-100%) (i) 25-100 Amp | 1 | 5 | 19859.4 | 99297
42 | Supply and erection of tube light, including rod, choke, starter with frame, flexible wire, including connection from ceiling rose, etc., complete ii)single rod (40 watts) with one choke and one starter. | 1 | 15 | 1995.3 | 29929.5
43 | Supply and erection of bakelite button holder shade, large size | 1 | 15 | 178.75 | 2681.25
44 | Carriage of 100 Cf t. (2.83 cu.m) of all materials like stone aggregate, spawl, kankar lime (unslaked), surkhi , etc. or 150 Cf t. (4.25 cu.m) timber, by truck or by any othermeans owned by the contractor from Sakhi Sarwar Quarry to site 275 Km including first 11KM hilly area.
i | PCC 1:4:8 | 100 | 506.9397 | 14042.6 | 71187.5189
ii | PCC 1:2:4 | 100 | 201.784 | 14042.6 | 28335.72
iii | RCC 1.2.4 | 100 | 759.3239 | 14042.6 | 106628.8173
iv | DPC 1.2.4 | 100 | 35.475 | 14042.6 | 4981.6124
Total Cost: |  |  |  |  | 6823316.2143
Total Cost for Section-5 (Manthar Drain ) |  |  |  |  | 191236611.3907
6. Khanpur Drain (RD 0+000 to 84+000) |  |  |  |  | 55469916.1182 | 0.66176 | 55469916.78
i. Earthwork
1 | Earth Work in excavation of drains, irrigation channels through excavator/ drag lines in all kind of soil and conditions (dry, wet slush, daldal and under water ) including its disposal and preperation of working pad for operation of machinary. (rates includes 100ft lead) | 1000 | 10154747.5 | 4640.7 | 47125136.7233
2 | Dressing and levelling of earthwork to designed section etc complete in ii) ordinary or hard soil soil | 1000 | 4167935 | 940.9 | 3921610.0415
3 | Transportation of earth all types when the total distance, including the lead covered in the item of work , is more than 1000 ft.
| a) 500 ft | 1000 | 100405 | 1073.2 | 107754.646
| b) 750 ft | 1000 | 9912.5 | 1743.95 | 17286.9044
| c) 1000 ft | 1000 | 24562.5 | 2414.7 | 59311.0687
| d) 1250 ft | 1000 | 33180 | 6677.8 | 221569.404
| e) 1500 ft | 1000 | 79555 | 6751.2 | 537091.716
| f) 2500 ft | 1000 | 53390 | 6971.4 | 372203.046
| g) 3750 ft | 1000 | 187560 | 7191.6 | 1348856.496
4 | Making boundary or service roads, including dag-belling, leveling and dressing:ii) in ploughed land: a) from 10.0 ft. to 20.0 ft. (3 to 6 m) wide | 1 | 45 | 1935.4 | 87093
5 | Jungle clearance and removing within 100 ft. light | 1000 | 1680000 | 376.2 | 632016
ii. Data Board:
1 | Excavation in foundation of building bridges and other structures including dagbelling, dressing, refilling around structure with excavated earth, watering and ramming lead upto one chain and lift upto 5 ft. in ordinary soil | 1000 | 98 | 15824.15 | 1550.7667
2 | Cement concrete plain including, placing, compacting, finishing and curing complete (including screening and washing of stones aggregate) |  |  | 0 | 0
| a) Nominal mix ratio 1:4:8 | 100 | 24.5 | 34694.3 | 8500.1035
3 | Pacca brick work in foundation and plinth in cement sand mortar ratio 1:6. | 100 | 97.5 | 32675.95 | 31859.0513
4 | Providing and laying damp proof course of cement 1:2:4 (using cement, sand and shingle), including bitumen coating with with 2 coats of bitumen: 1½" thick (40 mm). | 100 | 39 | 11851.7 | 4622.163
5 | Pacca brick work other than building upto 10 ft. height in cement sand mortor ratio 1:3 | 100 | 81.7031 | 37620.6 | 30737.2058
6 | Cement plaster 1:4 upto 20 ft. height, 3/8" thick | 100 | 230.65 | 4334.75 | 9998.1009
7 | Providing and applying weather shield paint of approved quality on external surface of building including preparation of surface, application of primer complete in all respect white. | 100 | 230.65 | 7379.1 | 17019.8941
8 | Writing letter or figures per letter per inch height | 1 | 500 | 30.5 | 15250
9 | Carriage of 100 Cf t. (2.83 cu.m) of all materials like stone aggregate, spawl, kankar lime (unslaked), surkhi , etc. or 150 Cf t. (4.25 cu.m) timber, by truck or by any othermeans owned by the contractor from Sakhi Sarwar Quarry to site 275 Km including first 11KM hilly area.
| DPC | 100 | 4.29 | 14042.6 | 602.4275
iii. RD Marks:
1 | Precast reinfoced cement concrete type "C" 1:2:4. | 1 | 146.2 | 546.95 | 79964.09
2 | Fabrication of mild steel reinforcement for cement concrete including cutting bending laying in position etc. complete in all respect. (deformed bars) Grade 40 | 100 | 334.05 | 30006.1 | 100235.377
3 | Carriage of consignment job upto 5 KMs Average | 1 | 85 | 115.4 | 9809
4 | Placing boundary pillars in position, including digging pits. | 1 | 85 | 141.9 | 12061.5
5 | Preparing surface and painting with emulation paint 3 coat. | 100 | 297.5 | 4307.55 | 12814.9613
6 | Writing letter or firgures per letter per inch height (three figure each side). | 1 | 850 | 30.5 | 25925
7 | Carriage of 100 Cf t. (2.83 cu.m) of all materials like stone aggregate, spawl, kankar lime (unslaked), surkhi , etc. or 150 Cf t. (4.25 cu.m) timber, by truck or by any othermeans owned by the contractor from Sakhi Sarwar Quarry to site 275 Km including first 11KM hilly area.
ii | PCC 1:2:4 | 100 | 128.656 | 14042.6 | 18066.6475
Total Cost : |  |  |  |  | 54808945.3345
iv. VRB Repair
1 | Cement concrete plain including placing, compacting, finishing and curing complete (including screening and washing of stone aggregate): Ratio 1:2:4 | 100 | 976.25 | 47135.9 | 460164.2238
2 | Cement plaster 1:3 upto 20' (6.00 m) height 1/2" (13 mm) thick. | 100 | 4140 | 4850.4 | 200806.56
Total Cost : |  |  |  |  | 660970.7837
Total Cost of Section -6 (Khanpur Drain) |  |  |  |  | 55469916.1182
7. D-1 Drain (RD 0+000 to 38+250) |  |  |  |  | 240105775.0385 | 0.62297 | 240105775.6615
i. Earthwork
1 | Earth Work in excavation of drains, irrigation channels through excavator/ drag lines in all kind of soil and conditions (dry, wet slush, daldal and under water ) including its disposal and preperation of working pad for operation of machinary. (rates includes 100ft lead) | 1000 | 19380715.75 | 4640.7 | 89940088
2 | Transportation of earth all types when the total distance, including the lead covered in the item of work.
| b) Lead 500 feet | 1000 | 10945.75 | 1073.2 | 11747
3 | Dressing and levelling of earthwork to designed section etc complete in ii) ordinary or hard soil soil | 1000 | 5396103.75 | 940.9 | 5077194
4 | Providing and erection at site of work:- iii) R.C.C. boundary pillar. (Complete in all respect including transportation, Cement concrete foundation, fixing, painting and lettering etc) | 1 | 390 | 1326.2 | 517218
ii. Data Board
1 | Excavation in foundation of building bridges and other structures including dagbelling, dressing, refilling around structure with excavated earth, watering and ramming lead upto one chain and lift upto 5 ft. in ordinary soil | 1000 | 98 | 15824.15 | 1550.7667
2 | Cement concrete plain including, placing, compacting, finishing and curing complete (including screening and washing of stones aggregate)
| a) Nominal mix ratio 1:4:8 | 100 | 24.5 | 34694.3 | 8500.1035
3 | Pacca brick work in foundation and plinth in cement sand mortar ratio 1:6. | 100 | 97.5 | 32675.95 | 31859.0513
4 | Providing and laying damp proof course of cement 1:2:4 (using cement, sand and shingle), including bitumen coating with with 2 coats of bitumen: 1½" thick (40 mm). | 100 | 39 | 11851.7 | 4622.163
5 | Pacca brick work other than building upto 10 ft. height in cement sand mortor ratio 1:3 | 100 | 81.7031 | 37620.6 | 30737.2058
6 | Cement plaster 1:4 upto 20 ft. height, 3/8" thick | 100 | 230.65 | 4334.75 | 9998.1009
7 | Providing and applying weather shield paint of approved quality on external surface of building including preparation of surface, application of primer complete in all respect white. | 100 | 230.65 | 7379.1 | 17019.8941
8 | Writing letter or figures per letter per inch height | 1 | 500 | 30.5 | 15250
9 | Carriage of 100 Cf t. (2.83 cu.m) of all materials like stone aggregate, spawl, kankar lime (unslaked), surkhi , etc. or 150 Cf t. (4.25 cu.m) timber, by truck or by any othermeans owned by the contractor from Sakhi Sarwar Quarry to site 275 Km including first 11KM hilly area.
| DPC | 100 | 4.29 | 14042.6 | 602.4275
iii. RD Marks:
1 | Precast reinfoced cement concrete type "C" 1:2:4. | 1 | 67.08 | 546.95 | 36689.406
2 | Fabrication of mild steel reinforcement for cement concrete including cutting bending laying in position etc. complete in all respect. (deformed bars) Grade 40 | 100 | 153.27 | 30006.1 | 45990.3495
3 | Carriage of consignment job upto 5 KMs Average | 1 | 39 | 115.4 | 4500.6
4 | Placing boundary pillars in position, including digging pits. | 1 | 39 | 141.9 | 5534.1
5 | Preparing surface and painting with emulation paint 3 coat. | 100 | 136.5 | 4307.55 | 5879.8058
6 | Writing letter or firgures per letter per inch height (three figure each side). | 1 | 390 | 30.5 | 11895
7 | Carriage of 100 Cf t. (2.83 cu.m) of all materials like stone aggregate, spawl, kankar lime (unslaked), surkhi , etc. or 150 Cf t. (4.25 cu.m) timber, by truck or by any othermeans owned by the contractor from Sakhi Sarwar Quarry to site 275 Km including first 11KM hilly area.
ii | PCC 1:2:4 | 100 | 59.0304 | 14042.6 | 8289.403
Total Cost : |  |  |  |  | 95785165.377
iv. Water Course
1 | Excavation in foundation of building, bridges and other structures, including dagbelling, dressing, refilling around structure with excavated earth, watering and ramming lead up to one chain and lift upto 5 ft. In ordinary soil (above 5 ft depth) | 1000 | 17227.9705 | 12735.6 | 219408.5411
2 | Extra for slush or Daldal including dewatering. | 1000 | 17227.9705 | 12038.4 | 207397.2001
3 | Cement concrete plain including, placing, compacting, finishing and curing complete (including screening and washing of stones aggregate) |  |  | 0
| a) Nominal mix ratio 1:4:8 | 100 | 1464.4275 | 34694.3 | 508072.8701
| b) Nominal mix ratio 1:2:4 | 100 | 187 | 47135.9 | 88144.133
4 | Providing and fabrication of mild steel reinforcement for cement concrete, including cutting , bending, laying in position, making joints and fastening, including cost of binding wire and labour charges for binding of steel reinforcement(also includes removal of rust from bars). Deformed Bars (Grade 60) | 100 | 44509.4031 | 30376.9 | 13520576.8703
5 | Providing and laying reinforced cement concrete (including prestressed concrete), using Sulphate resisting cement; coarse sand and screened graded and washed aggregate, in required shape and design, including forms, moulds, shuttering, lifting, compacting, curing, rendering and finishing exposed surface, complete 2) Plastering done under soffit of R.C.C. (but excluding the cost of steel reinforcement, its fabrication and placing in position etc.)
| a) Reinforced cement concrete in roof slab, beams, columns lintels, girders and other structural members laid in situ or precast laid in position, or prestressed members cast in situ, complete in all respects. Type B (nominal mix 1:1.5:3) | 1 | 10355.4102 | 817.55 | 8466065.609
| b) Reinforcement cement concrete in slab of rafts/strip foundation, base slab of column and retaining walls, etc and other structural members not requiring form work(i.e horizontal shuttering) complete in all respect: Type B (Nominal Mix 1:1.5:3 ) | 1 | 4481.0575 | 670.5 | 3004549.0538
6 | Bitumen coating to plastered or cement concrete surface. 14 lbs per 100 Sft (6.35 Kg. per Sq.m) | 100 | 6197.877 | 1645.1 | 101961.2745
7 | Pacca brick work other than buildings upto 10 feet height. Cement sand mortar ratio 1:4 | 100 | 440 | 35727 | 157198.8
8 | Providing and embedding 10"(250mm) wide PVC water stopper in expansion joints of RCC structures (Retaining walls, water tanks, Slabs) complete in all respect. 10mm thick | 1 | 1425.38 | 809.4 | 1153702.572
9 | Providing and placing poly sulphide joint sealent 1" wide and 1" deep. | 1 | 450 | 1381 | 621450
10 | Rehandling of earthwork:Upto a lead of 50 ft. (15 m). | 1000 | 22000 | 5266.8 | 115869.6
11 | Carriage of 100 Cf t. (2.83 cu.m) of all materials like stone aggregate, spawl, kankar lime (unslaked), surkhi , etc. or 150 Cf t. (4.25 cu.m) timber, by truck or by any othermeans owned by the contractor from Sakhi Sarwar Quarry to site 275 Km including first 11KM hilly area.
i | PCC 1:4:8 | 100 | 1405.8504 | 14042.6 | 197417.9483
ii | PCC 1:2:4 | 100 | 164.56 | 14042.6 | 23108.5026
iii | RCC 1.1.5.3 | 100 | 12462.6329 | 14042.6 | 1750077.6831
Total Cost: |  |  |  |  | 30135000.6578
v. Culverts
1 | Excavation in foundation of building, bridges and other structures, including dagbelling, dressing, refilling around structure with excavated earth, watering and ramming lead up to one chain and lift upto 5 ft. In ordinary soil (above 5 ft depth) | 1000 | 91276.02 | 12735.6 | 1162454.8803
2 | Cement concrete plain including, placing, compacting, finishing and curing complete (including screening and washing of stones aggregate) |  |  | 0
| a) Nominal mix ratio 1:4:8 | 100 | 1441.5 | 34694.3 | 500118.3345
3 | Providing and fabrication of mild steel reinforcement for cement concrete, including cutting , bending, laying in position, making joints and fastening, including cost of binding wire and labour charges for binding of steel reinforcement(also includes removal of rust from bars). Deformed Bars (Grade 60) | 100 | 71071.98 | 30376.9 | 21589464.2926
4 | Providing and laying reinforced cement concrete (including prestressed concrete), using Sulphate resisting cement; coarse sand and screened graded and washed aggregate, in required shape and design, including forms, moulds, shuttering, lifting, compacting, curing, rendering and finishing exposed surface, complete 2) Plastering done under soffit of R.C.C. (but excluding the cost of steel reinforcement, its fabrication and placing in position etc.)
a) | a) Reinforced cement concrete in roof slab, beams, columns lintels, girders and other structural members laid in situ or precast laid in position, or prestressed members cast in situ, complete in all respects. Type B (nominal mix 1:1.5:3) | 1 | 17924.66 | 817.55 | 14654305.783
b) | b) Reinforcement cement concrete in slab of rafts/strip foundation, base slab of column and retaining walls, etc and other structural members not requiring form work(i.e horizontal shuttering) complete in all respect: Type B (Nominal Mix 1:1.5:3 ) | 1 | 5766 | 670.5 | 3866103
5 | Bitumen coating to plastered or cement concrete surface. 14 lbs per 100 Sft (6.35 Kg. per Sq.m) | 100 | 16855.64 | 1645.1 | 277292.1336
6 | Supply and erection PVC pipe for recessed wiring (main and sub-main) purpose, including bends, specials, etc. in floor, wall or trenches:- 80mm dia (3 inch) | 1 | 60 | 303.8 | 18228
7 | Providing and laying sub-base course of stone productof approved quality and grade, including placing, mixing, spreading and compaction of sub-base material torequired depth, camber, grade to achieve 100% maximum modified AASHO dry density, including carriage of all material to site of work except gravel and. aggregate. Crushed stone aggregate. | 100 | 480 | 10003.5 | 48016.8
8 | Providing and laying base course of crushed stone aggregate of approved quality and grade, and supply and spreading of stone screening, including placing, mixing,spreading and compaction of base course material to required depth, camber and grade to achieve 100% maximum modified AASHO dry density, including carriage of all materials to site of work except gravel and. aggregate. | 100 | 480 | 13527.4 | 64931.52
9 | Providing and laying road edging of 3" (75 mm) wide and | 1 | 160 | 64.2 | 10272
10 | Providing surface treatment of roads,including supply of bitumen and bajri/crushed stone aggregate of approved quality,including cleaning of road surface,heating,spraying bitumen,spreading bajri and rollingetc.complete including carriageof all material stosite of work excep tbajjri/crushed stone aggregate for which supplywithin 3miles(5.0km)isincluded in the rate.
a | 1st coat 35 lbs. bitumen, and 4 Cft. bajri of nominal size 1" (25 mm) per 100 sq. feet or 1.72 Kg bitumen and 0.017 cu.metre bajri per square metre.. | 100 | 960 | 4549.95 | 43679.52
b | 2nd coat 18 lbs. bitumen, and 2 Cft. bajri of nominal size ½" (13 mm) per %sft or 1.23 Kg bitumen and 0.008 cu. metre bajri per sq.metre. | 100 | 960 | 2639.45 | 25338.72
c | 3rd coat 14 lbs. bitumen, and 1.5 Cft. bajri of nominal size ¼" (6 mm) per %sft or 0.69 Kg bitumen and 0.005 cubic metre bajjri per sq.metre. | 100 | 960 | 1960.75 | 18823.2
11 | Dismantling and removing road pavement, etc.,including screening and stacking of byproducts upto one chain lead (30 metre). | 100 | 960 | 4017.8 | 38570.88
12 | Barrow pit excavation undressed lead up to 100 ft in ordinary soil. | 1000 | 9600 | 10533.6 | 101122.56
13 | Rehandling of earthwork:Upto a lead of 50 ft. (15 m). | 1000 | 54240 | 5266.8 | 285671.232
14 | Carriage of 100 Cf t. (2.83 cu.m) of all materials like stone aggregate, spawl, kankar lime (unslaked), surkhi , etc. or 150 Cf t. (4.25 cu.m) timber, by truck or by any othermeans owned by the contractor from Sakhi Sarwar Quarry to site 275 Km including first 11KM hilly area.
i | PCC 1:4:8 | 100 | 1383.84 | 14042.6 | 194327.1158
ii | RCC 1:1.5:3 | 100 | 19900.1544 | 14042.6 | 2794499.0818
iii | Base | 100 | 585.6 | 14042.6 | 82233.4656
iii | T.S.T | 100 | 72 | 14042.6 | 10110.672
Total Cost |  |  |  |  | 45785563.1913
vii. Pump House No: 4 (D-1 Drain at RD 0+100)
1 | Excavation in foundation of building, bridges and other structures, including dagbelling, dressing, refilling around structure with excavated earth, watering and ramming lead up to one chain and lift upto 5 ft. In ordinary soil (above 5 ft depth) | 1000 | 44596.7658 | 12735.6 | 567966.5702
2 | Extra for slush or Daldal including dewatering. | 1000 | 44596.7658 | 12038.4 | 536873.7051
Cement concrete plain including, placing, compacting, finishing and curing complete (including screening and washing of stones aggregate)
3 | a) Nominal mix ratio 1:4:8 | 100 | 971.791 | 34694.3 | 337156.0762
4 | b) Nominal mix ratio 1:2:4 | 100 | 501.676 | 47135.9 | 236469.4977
5 | Providing and fabrication of mild steel reinforcement for cement concrete, including cutting , bending, laying in position, making joints and fastening, including cost of binding wire and labour charges for binding of steel reinforcement (also includes removal of rust from bars).Deformed Bars (Grade 60) | 100 | 63787.4339 | 30376.9 | 19376644.9932
| Providing and laying reinforced cement concrete (including prestressed concrete), using Sulphate resisting cement; coarse sand and screened graded and washed aggregate, in required shape and design, including forms, moulds, shuttering, lifting, compacting, curing, rendering and finishing exposed surface, complete 2) Plastering done under soffit of R.C.C. (but excluding the cost of steel reinforcement, its fabrication and placing in position etc.) |  |  | 0
6 | a) Reinforced cement concrete in roof slab, beams, columns lintels, girders and other structural members laid in situ or precast laid in position, or prestressed members cast in situ, complete in all respects. Type B (nominal mix 1:1.5:3) | 1 | 9101.68 | 817.55 | 7441078.484
7 | b) Reinforcement cement concrete in slab of rafts/strip foundation, base slab of column and retaining walls, etc and other structural members not requiring form work(i.e horizontal shuttering) complete in all respect Type B (Nominal Mix 1:1.5:3) | 1 | 5073.3053 | 670.5 | 3401651.2036
8 | Bitumen coating to plastered or cement concrete surface. 14 lbs per 100 Sft (6.35 Kg. per Sq.m) | 100 | 5294.2214 | 1645.1 | 87095.2363
9 | Single layer of tiles 9"x4½"x1½" (225x113x40 mm) laid over 4"(100 mm) earth and 1" (25 mm) mud plaster without Bhoosa, grouted with cement sand 1:3 on top of RCC roof slab, provided with 34 lbs. per %Sft. or 1.72 Kg/Sq.m bitumen coating sand blinded. | 100 | 997.5381 | 13179.6 | 131471.5314
10 | Providing and laying polythene sheet under floor or roof complete 500 gauge. | 1 | 997.5381 | 11 | 10972.9191
11 | Providing, laying, cutting, jointing, testing and disinfecting PVC/ uPVC pipe line with `B' Class working pressure complete in all respects:- 4" i/d (100 mm) | 1 | 111 | 514.9 | 57153.9
12 | Providing and installing P.V.C. bends, of B.S.S.b) 4" i/d (100 mm) | 1 | 6 | 849.7 | 5098.2
13 | Making top khurra on roof 2' x 2' x 6". | 1 | 6 | 1159.65 | 6957.9
14 | Providing and fixing windows consisting of M.S. box section frame 2"x1½", (50x40mm) leaves frame 1½"x1" (40x25mm) box section frame for glazing 3/8"x3/8" (10x10mm) using 16 SWG sheet 'U' shaped rubber supported with 1"x1/8" (25x3mm) M.S. flat for fixing 3/16" (5 mm) thick glass panes M.S. box section ½"x½" (13x13mm) of 16 SWG for fixing 24 SWG wire gauze on outer side by means of ¾"x1/8" (20x3mm) M.S. flat and screws including grill of M.S. flat ½"x1/8" (13x3mm) or ¼"x¼" (6x6mm) square bar with independent frame of ½"x½" (13x13mm) box section of 16 SWG i/c all C.P. fitting and painting 3 coats complete in all respect. | 1 | 367.92 | 2180.7 | 802323.144
15 | Making and fixing steel grated door with 1/16" thick 1.5mm) sheeting, including angle iron frame 2"x2"x3/8" (50x50x10 mm) and ¾" (20 mm) square bars 4" (100 mm) | 1 | 176 | 2767 | 486992
16 | Distempering:- 2 coats | 100 | 3581.604 | 1212.35 | 43421.5761
17 | Providing and applying weather shield paint of approved quality on external surface of building including preparation of surface, application of primer complete in all respect: | 100 | 3896.508 | 7379.1 | 287527.2218
18 | Preparing surface and painting of doors and windows any type (including edges):- | 100 | 336 | 3052.4 | 10256.064
19 | Providing and fixing 1¼x1¼"x3/16" (31x31x5 mm) angle" iron step, in manhole chambers, including carriage and setting the same in work to correct lines and levels. | 1 | 64 | 680.75 | 43568
20 | Providing/fixing stair railing consisting of M.S. Box section size 1-1/2"x3" of 16 SWG welded with M.S. flat 1"x1/8" continuously and welded over M.S. square bars 5/8"x5/8"punched in M.S. flat 2 ¾' high @ 5½" c/c fixed in steps of stair I/C painting 3 coats complete. | 1 | 71.86 | 1125.2 | 80856.872
21 | Providing and fixing trash rack as per drawing | 1 | 368 | 603 | 221904
22 | Providing and layingTuff Pavers, having 7000PSI ,crushing strength of approved manufa cturer, over2"to3" sand cushion i/c grouting withsand in joints i/c finishing to require slope . complete in all respect. (50% Grey / 50% Coloured) 60-mm thick | 1 | 1682.7508 | 205.4 | 345637.0143
23 | Providing & laying graded bajri ½" to 2" gauge on level (including carriage). | 100 | 418.97 | 18017.6 | 75488.3387
24 | 1½"(40 mm) thick mosaic flooring, consisting of ½ " mosaic topping of one part of cement and marble powder in the ratio of 3:1 and two parts of marble chips, laid over 1"(25 mm) thick floor of 1:2:4 cement concrete, including rubbing and polishing complete with finishing :-using grey cement | 100 | 997.5381 | 29658.5 | 295854.8374
25 | Mosaic dado or skirting with one part of cement and marble powder in the ratio of 3:1 and two parts of marble chips, laid over ½"(13 mm) thick cement plaster 1:3, including rubbing and polishing, complete with finishing:(a) using grey cement: i) 1/2"(13 mm) thick | 100 | 72.1 | 19146.85 | 13804.8788
26 | Providing and fixing marble strip of any shade for dividing the mosaic flooring into panels(a) Size 1½" x 3/8" (40 x 10 mm) | 1 | 519.15 | 39.6 | 20558.34
27 | Providing and embedding 10"(250mm) wide PVC water stopper in expansion joints of RCC structures (Retaining walls, water tanks, Slabs) complete in all respect. 10mm thick | 1 | 236.66 | 809.4 | 191552.604
28 | Supply and erection of PVC pipe for wiring recessed in walls, including inspection boxes, pull boxes, hooks, cutting jharries and repairing surface, etc. complete with all specials.
| a) 20mm (3/4") i/d. | 1 | 150 | 112.25 | 16837.5
| b) 25 mm (1") i/d | 1 | 150 | 133.6 | 20040
29 | Supply and erection of single core PVC insulated copper conductor cables, in prepaid P.V.C. pile/M.S. conduit/G.I. pipe/wooden strip batten/wooden casing and caping/G.I. wire/trenches (rate for cables only) (a) 250/440 volts, P.V.C. insulated.
| a) 3/0.74mm (3/0.029"). | 1 | 500 | 35.7 | 17850
| b) 7/0.74mm (7/0.029"). | 1 | 300 | 56.3 | 16890
30 | Supply and connection of M.S. sheet box of 16 SWG, 10 cm (4") deep with 4.75 mm thick (3/16") bakelite sheet top, for recessed wiring, including making holes for regulators switches, plugs etc.
| b) 17.5 x 10 cm (7" x 4"). | 1 | 5 | 522.75 | 2613.75
31 | Supply and erection of switches 5 amp. Piano Type. | 1 | 35 | 102.7 | 3594.5
32 | Supply and erection of backlite button holder shade, large size. | 1 | 10 | 178.75 | 1787.5
33 | Supply and erection of ceiling rose, bakelite. | 1 | 10 | 96.3 | 963
34 | Suppling,Installation and comissioning of MCB (Miniature Circuit Breaker) of specified rating made of LEGRAND FRANCE/ GE U.S.A / SCHNEIDER GERMANY /SIEMEN GERMAN/TERASAKI JAPAN/ ABB SWITZERLAND in prelaid DBs and Panels i/c the cost of screwes,necessary wire completb) Double Pole(iii) 6-63 Amp (10 KA) | 1 | 1 | 5616.25 | 5616.25
35 | Suppling,Installation and comissioning of MCB (Miniature Circuit Breaker) of specified rating made of LEGRAND FRANCE/ GE U.S.A / SCHNEIDER GERMANY /SIEMEN GERMAN/TERASAKI JAPAN/ ABB SWITZERLAND in prelaid DBs and Panels i/c the cost of screwes,necessary wire complet Single Pole(iii) 6-63 Amp (10 KA) | 1 | 5 | 1453.75 | 7268.75
36 | Providing and fixing Pakistan Energy Label NEECA approved Copper winded wall bracket Fan i/c the cost of necessary cable and hardware for connection as approved and directed by Engineer Incharge.ii) 24" Sweep dia | 1 | 6 | 11398.45 | 68390.7
37 | Supply and erection of tube light, including rod, choke, starter with frame, flexible wire, including connection from ceiling rose, etc., complete ii)single rod (40 watts) with one choke and one starter. | 1 | 10 | 1995.3 | 19953
Lining Portion
38 | Barrow pit excavation undressed lead up to 100 ft in ordinary soil. | 1000 | 34138.375 | 10533.6 | 359599.9869
39 | Compaction of earth work with power Road Roller, i.c ploughing mixing, moistening earth to optimum moisture content in layer etc; complete 90 % maximum modified AASHO dry denisty | 1000 | 34138.375 | 1437.5 | 49073.9141
40 | Earthwork excavation in irrigation channels, drains, etc. to designed section, grades and profiles, excavated material disposed off undressed within 50 ft. (15 m) lead:- ordinary Soil | 1000 | 5910.3 | 5033.7 | 29750.6771
Cement plaster 1.5" (40 mm) thick ratio 1:6:-
41 | a) In bed | 100 | 1100 | 6512.05 | 71632.55
42 | b) On slope | 100 | 1540 | 7363.45 | 113397.13
Cement concrete lining, using washed screened and graded stone aggregate:-
43 | a) In bed, ratio 1:2:4 | 100 | 376.75 | 49016.9 | 184671.1707
44 | b) On slope, ratio 1:2:4 | 100 | 527.45 | 51301.8 | 270591.3441
45 | Providing and placing cement, sand and bituminous joint sealant in ratio 1:2:3, 1/2" wide, 1" deep. | 1 | 264 | 17.3 | 4567.2
46 | Bitumen coating to plastered or cement concrete surface:- 10 lbs. per 100 Sft. | 100 | 132 | 1539.8 | 2032.536
Stone Pitching Work
47 | Earthwork in excavation of drains in irrigation channels through excavater / draglines in all kind of soil and conditions | 1000 | 10137.19 | 4640.7 | 47043.6576
48 | Providing and laying stone pitching/filling, dry hand packed, as filling behind retaining walls or in pitching and aprons as per drawing. (excuding carriage) | 100 | 10137.19 | 6849 | 694296.1431
49 | Formation dressing and preparing subgrade, on slope | 100 | 3737.0542 | 2265.1 | 84648.0142
50 | Formation dressing and preparing subgrade, in bed. | 100 | 631.16 | 1660.5 | 10480.4118
51 | Providing & laying graded bajri ⅛" to ½"gauge on slope (including carriage). | 100 | 1233.6 | 18564.1 | 229006.7376
52 | Providing & laying graded bajri ½" to 2" gauge on slope (including carriage). | 100 | 1233.6 | 18564.1 | 229006.7376
53 | Providing & laying graded bajri ⅛" to ½"gauge on level (including carriage). | 100 | 208.28 | 18017.6 | 37527.0573
54 | Providing & laying graded bajri ½" to 2" gauge on level (including carriage). | 100 | 208.28 | 18017.6 | 37527.0573
55 | Providing and laying stone pitching for top layer only on slope (excuding carriage) | 100 | 3738.19 | 11511 | 430303.0509
56 | Providing and laying stone pitching for top layer only on level (excuding carriage) | 100 | 631.16 | 10570.5 | 66716.7678
57 | Carriage of 100 Cft of all material like stone aggregate, spawl, kankar, lime (unsoaked) surkhi etc by truck or by any other means owned by the contractor, lead 275Km.(From Sakhi Sarwar) | 100 | 33005.5044 | 14042.6 | 4634830.9564
Total Cost |  |  |  |  | 42884843.1586
viii. Inlets
1 | Excavation in foundation of building, bridges, and other structures, including dag belling, dressing refilling around structure with excavated earth, watering and ramming lead upto one chain (30m)and lift upto 5' (1.5 m) (b) in ordinary soil.By Manual | 1000 | 14140.7599 | 15824.15 | 223765.5058
2 | Cement concrete plain including, placing, compacting, finishing and curing complete (including screening and washing of stones aggregate) |  |  | 0
| a) Nominal mix ratio 1:4:8 | 100 | 1744.5219 | 34694.3 | 605249.6616
| b) Nominal mix ratio 1:2:4 | 100 | 180.3656 | 47135.9 | 85016.9606
3 | Pacca brick work other than buildings upto 10 feet height. Cement sand mortar ratio 1:4 | 100 | 2798.8875 | 35727 | 999958.5371
4 | Providing and laying reinforced cement concrete (including prestressed concrete), using Sulphate resisting cement; coarse sand and screened graded and washed aggregate, in required shape and design, including forms, moulds, shuttering, lifting, compacting, curing, rendering and finishing exposed surface, complete 2) Plastering done under soffit of R.C.C. (but excluding the cost of steel reinforcement, its fabrication and placing in position etc.)
| a) Reinforced cement concrete in roof slab, beams, columns lintels, girders and other structural members laid in situ or precast laid in position, or prestressed members cast in situ, complete in all respects. Type B (nominal mix 1:1.5:3) | 1 | 2377.125 | 817.55 | 1943418.5437
| b) Reinforcement cement concrete in slab of rafts/strip foundation, base slab of column and retaining walls, etc and other structural members not requiring form work(i.e horizontal shuttering) complete in all respect: Type B (Nominal Mix 1:1.5:3 ) | 1 | 823.5 | 670.5 | 552156.75
5 | Providing and Fabrication of mild steel reinforcement for cement concrete, including cutting, bending, laying in position, making joints and fastenings, including cost of binding wire and labour charges for binding of steel reinforcement (also includes removal of rust from bars):- Deformed bars (Grade-60). | 100 | 9601.875 | 30376.9 | 2916751.9669
6 | Providing and laying dry, hand packed stone apron as per drawing | 100 | 4464.8392 | 6849 | 305796.8368
7 | Rehandling of earthwork:Upto a lead of 50 ft. (15 m). | 1000 | 4880 | 5266.8 | 25701.984
8 | Carriage of 100 Cf t. (2.83 cu.m) of all materials like stone aggregate, spawl, kankar lime (unslaked), surkhi , etc. or 150 Cf t. (4.25 cu.m) timber, by truck or by any othermeans owned by the contractor from Sakhi Sarwar Quarry to site 275 Km including first 11KM hilly area.
i | PCC 1:4:8 | 100 | 1674.741 | 14042.6 | 235177.183
i | PCC 1:2:4 | 100 | 158.7217 | 14042.6 | 22288.6605
ii | RCC 1:1.5:3 | 100 | 2688.525 | 14042.6 | 377538.8116
iii | Dry Hand Pack Stone | 100 | 6027.5329 | 14042.6 | 846422.3378
Total Cost: |  |  |  |  | 9139243.7395
ix. Tube Well room
1 | Excavation in foundation of building, bridges, and other structures, including dag belling, dressing refilling around structure with excavated earth, watering and ramming lead upto one chain (30m)and lift upto 5' (1.5 m) (b) in ordinary soil.1)By Manual | 1000 | 6538.7029 | 15824.15 | 103469.4155
2 | Spraying termite proofing by using liquid FMC / Biflex/ Terminex Exin/Ms Hextaror equivalent@specified suspension concenterate (SC), MixingAbility-HEXTAR with Ratio (1:250)= 540 Sft or equivalent approved liquid applying with shower and certificate will be provided by the contractor for10-years complete in all respect.as approved by the Engineer Incharge. | 1 | 6102 | 12.55 | 76580.1
3 | Cement concrete plain including, placing, compacting, finishing and curing complete (including screening and washing of stones aggregate) |  | 0 | 0
| a) Nominal mix ratio 1:4:8 | 100 | 1267.3493 | 34694.3 | 439697.9793
4 | Pacca brick work in foundation and plinth in cement sand mortar ratio 1:6. | 100 | 3780.48 | 32675.95 | 1235307.7546
5 | Providing and laying damp proof course of cement 1:2:4 (using cement, sand and shingle), including bitumen coating with one coat of bitumen and one coat polythenesheet 500 gauge 1½" thick (40 mm). | 100 | 774 | 11460.2 | 88701.948
6 | Providing and laying vertical damp proof course with cement sand plaster and bitumen coating with one coat of bitumen and one coat of polythene sheet 500 gauge-Ratio 1:3 a) ½ " thick (13 mm) | 100 | 1440 | 7607.35 | 109545.84
7 | Filling watering ramming earth under floors with surplus earth from foundation etc. | 1000 | 1800 | 7547.75 | 13585.95
8 | Pacca brick work in ground floor. Cement sand mortar Ratio 1:4. | 100 | 3490.8 | 35830.6 | 1250774.5848
9 | Providing and laying reinforced cement concrete (including prestressed concrete), using Sulphate resisting cement; coarse sand and screened graded and washed aggregate, in required shape and design, including forms, moulds, shuttering, lifting, compacting, curing, rendering and finishing exposed surface, complete 2) Plastering done under soffit of R.C.C. (but excluding the cost of steel reinforcement, its fabrication and placing in position etc.) |  | 0
a) | a) Reinforced cement concrete in roof slab, beams, columns lintels, girders and other structural members laid in situ or precast laid in position, or prestressed members cast in situ, complete in all respects. Type B (nominal mix 1:2:4) | 1 | 1849.9896 | 741.85 | 1372414.7848
b) | b) Reinforcement cement concrete in slab of rafts/strip foundation, base slab of column and retaining walls, etc and other structural members not requiring form work(i.e horizontal shuttering) complete in all respect: Type B (Nominal Mix 1:2:4) | 1 | 220.8937 | 595 | 131431.7812
10 | Providing and Fabrication of mild steel reinforcement for cement concrete, including cutting, bending, laying in position, 13 making joints and fastenings, including cost of binding wire and labour charges for binding of steel reinforcement (also includes removal of rust from bars):- Deformed bars (Grade-60). | 100 | 12425.3001 | 30376.9 | 3774420.9861
11 | Providing and fixing windows consisting of M.S box section frame 2" x 1½" ( 50 x 40mm) Leaves frame 1½" x 1" (40 x 25 mm) box section frame for glazing 3/8" x 3/8" (10 x 10 mm) using 16 SWG sheet 'U' shaped rubber supported with 1" x 1/8" (25 x 3 mm) M.S. flat for fixing 3/16" (5 mm) thick glass panes M.S. box section 1/2" x 1/2" (13 x 13 mm) of 16 SWG for fixing 24 SWG wire gauge on outer side by means of 3/4" x 1/8" (20 x 3 mm) M.S. flat and screws including grill of M.S. flat 1/2" x 1/8" (13 x 3 mm) or 1/4" x 1/4" (6 x 6 mm) square bar with independent frame of 1/2" x 1/2" (13 x 13 mm) box section of 16 SWG i/c all C.P fitting and painting 3 coats complete in all respect. | 1 | 384 | 2180.7 | 837388.8
12 | Providing and fixing mild steel chowkat of doors windows C. windows etc. including holdfast making and threading 18 holes for hinges etc. complete 1½" x 1½" x 1/4" (40 x 40 x 6 mm) welded with M.S. flat 2" x 1/4" (50 m M.S. angle iron). | 1 | 480 | 457.1 | 219408
13 | Making and fixing steel grated door with 1/16" thick sheeting, including angle iron frame 2" x 2" x 3/8"and 3/4" square bars 4" centre to centre. with locking arrangement (Two No.). | 1 | 588 | 2767 | 1626996
14 | Providing and laying single layer of tile 9" x 4½" x 1½" laid over 4" earth and 1" thick mud plaster without bhoosa, grouted with cement mud (1:3) on top of R.C.C. roof, slab, provided with 34 lbs. per % Sft. Or 1.72 Kg./Sq.m. bitumen coating sand blinded. | 100 | 1146.75 | 13179.6 | 151137.063
15 | Providing and laying polythene sheet under floor or roof complete 500 gauge. | 1 | 1194.75 | 11 | 13142.25
16 | Supplying and filling sand under floor or plugging in wells. | 100 | 491.25 | 3987 | 19586.1375
17 | Providing and laying watering and ramming brick ballast 1½" to 2" (40 mm to 50 mm) mixed with 25% sand for floor foundation complete in all respect. | 100 | 587.25 | 12801.2 | 75175.047
18 | Cement concrete plain including, placing, compacting, finishing and curing complete (including screening and washing of stones aggregate) |  | 0 | 0
| b) Nominal mix ratio 1:2:4 | 100 | 550.32 | 47135.9 | 259398.2849
19 | Cement plaster 1:4 upto 20' (6.00 m) height 1/2" (13 mm) thick. | 100 | 6819.66 | 4614.1 | 314665.9321
20 | Cement plaster 3/8" (10 mm thick under soffit of R.C.C. roof slabs only, upto 20' height (Ratio 1:3). | 100 | 1374.24 | 5264.65 | 72348.9262
21 | Cement pointing struck joints on wall upto 20' (6m) height (a) Ratio 1:2 including extra cost of labour and material for red oxide pigment in cement pointing to match with the colour of bricks. | 100 | 5878.5 | 5012.65 | 294668.6302
22 | Providing, laying, cutting, jointing, testing and disinfecting PVC/ uPVC pipe line with `B' Class working pressure complete in all respects:- 4" i/d (100 mm) | 1 | 156 | 514.9 | 80324.4
23 | Providing and installing P.V.C. bends, of B.S.S.b) 4" i/d (100 mm) | 1 | 24 | 849.7 | 20392.8
24 | Making top khurra on roof 2' x 2' x 6". | 1 | 12 | 1159.65 | 13915.8
25 | Distempering:- 3 coat | 100 | 6123.24 | 1548.2 | 94800.0017
26 | Providing and applying weather shield paint of approved quality on external surface of building including preparation of surface, application of primer complete in all respect: | 100 | 2070.66 | 7379.1 | 152796.0721
27 | Preparing surface and painting of doors and windows any type (including edges):- | 100 | 1068 | 3052.4 | 32599.632
28 | Fabrication of heavy steel work, with angle, tees, flat iron round iron and sheet iron for making trusses, girders, tanks, etc., including cutting, drilling, revitting, handling, assembling and fixing, but excluding erection in position. | 100 | 4019.5047 | 37098.85 | 1491190.009
29 | Supply and erection of PVC pipe for wiring recessed in walls, including inspection boxes, pull boxes, hooks, cutting jharries and repairing surface, etc. complete with all specials. |  | 0 | 0
| a) 20mm (3/4") i/d. | 1 | 720 | 112.25 | 80820
| b) 25 mm (1") i/d | 1 | 360 | 133.6 | 48096
| c) 50 mm (2") i/d | 1 | 180 | 231.55 | 41679
30 | Supply and erection of single core PVC insulated copper conductor cables, in prepaid P.V.C. pile/M.S. conduit/G.I. pipe/wooden strip batten/wooden casing and caping/G.I. wire/trenches (rate for cables only) (a) 250/440 volts, P.V.C. insulated. |  | 0 | 0
| a) 3/0.74mm (3/0.029"). | 1 | 2160 | 35.7 | 77112
| b) 7/0.74mm (7/0.029"). | 1 | 720 | 56.3 | 40536
31 | Supply and erection of copper conductor cable for service connection in prepaid pipe/G.I. wire/trenches, etc. (rate for cable only) (a) PVC insulated, PVC sheathed, twin core, 250/440 volts 7/0.44" (7/1.12mm). | 1 | 480 | 237.65 | 114072
32 | Supply and connection of M.S. sheet box of 16 SWG, 10 cm (4") deep with 4.75 mm thick (3/16") bakelite sheet top, for recessed wiring, including making holes for regulators switches, plugs etc. |  | 0 | 0
| a) 10 x 10 cm (4" x 4"). | 1 | 12 | 382.3 | 4587.6
| b) 17.5 x 10 cm (7" x 4"). | 1 | 12 | 522.75 | 6273
| c) 22.5 x 10 cm (9" x 4"). | 1 | 12 | 668.8 | 8025.6
33 | Supply and erection of switches 5 amp. Piano Type. | 1 | 240 | 102.7 | 24648
34 | Supply and erection of ceiling rose, bakelite. | 1 | 48 | 96.3 | 4622.4
35 | Supply and erection of wall socket with 3 pin 5 amp shoe. | 1 | 24 | 204.7 | 4912.8
36 | Supply and erection of 3 pin switch and plug combined recessed type (ii) 10/15 amp. | 1 | 12 | 213.1 | 2557.2
37 | P/F wall mounted DB (Distribution Board) made with 16SWG Sheet (Recessded/Surface mounted Type), Powder coated Paint, i/c the cost of Lock, Indication lights,Thimble, Copper Comb, Wiring, Netural & Earth Bar, Door Earthing, Digital Voltmeter,Digital Ammeter,Volt Selector Switch,Ammeter selector switch,Current Transformers and Controles Complete in all respect as approved and directed by the Engineer Incharge (Breakers will be Paid Separately)(a) 6" deep (i) 20~60A | 1 | 12 | 24422.65 | 293071.8
38 | Suppling,Installation and comissioning of MCB (Miniature Circuit Breaker) of specified rating made of LEGRAND FRANCE/ GE U.S.A / SCHNEIDER GERMANY /SIEMEN GERMAN/TERASAKI JAPAN/ ABB SWITZERLAND in prelaid DBs and Panels i/c the cost of screwes,necessary wire complet Single Pole(iii) 6-63 Amp (10 KA) | 1 | 72 | 1453.75 | 104670
39 | Supplying, Installation and commissioning of MCCB (Moulded Case Circuit Breaker)of specified rating made of LEGRAND FRANCE /GEU.S.A/ SCHNEIDER GERMANY/ TERASAKI JAPAN/ SIEMEN/ ABBSWITZERLAND or approved equivalent manufacturer (withfixedThermal-MagneticTrip)in prelaid DB sand Panels i/c the cost of screws, necessary wire complete in all respect as approved and directed by the EngineerIncharge. a) Triple Pole (ii) 15-100 Amp (10 KA,15KA) | 1 | 24 | 13796.3 | 331111.2
40 | Supplying, Installation and commissioning of MCCB (Moulded Case Circuit Breaker)of specified rating made of LEGRAND FRANCE /GEU.S.A/ SCHNEIDER GERMANY/ TERASAKI JAPAN/ SIEMEN/ ABBS WITZERLAND or approved equivalent manufacturer (withfixedThermal-MagneticTrip)in prelaid DB sand Panels i/c the cost of screws, necessary wire complete in all respect as approved and directed by the EngineerIncharge. a) Triple Pole With Adjustable Thermal-Magnetic Trip /Electronic Trip (60-100%) (i) 25-100 Amp | 1 | 12 | 19859.4 | 238312.8
41 | Supply and erection of tube light, including rod, choke, starter with frame, flexible wire, including connection from ceiling rose, etc., complete ii)single rod (40 watts) with one choke and one starter. | 1 | 36 | 1995.3 | 71830.8
42 | Supply and erection of bakelite button holder shade, large size | 1 | 36 | 178.75 | 6435
43 | Carriage of 100 Cf t. (2.83 cu.m) of all materials like stone aggregate, spawl, kankar lime (unslaked), surkhi , etc. or 150 Cf t. (4.25 cu.m) timber, by truck or by any othermeans owned by the contractor from Sakhi Sarwar Quarry to site 275 Km including first 11KM hilly area. |  | 0
i | PCC 1:4:8 | 100 | 1216.6554 | 14042.6 | 170850.0454
ii | PCC 1:2:4 | 100 | 484.2816 | 14042.6 | 68005.728
iii | RCC 1.2.4 | 100 | 1822.3773 | 14042.6 | 255909.1615
iv | DPC 1.2.4 | 100 | 85.14 | 14042.6 | 11955.8696
Total Cost : |  |  |  |  | 16375958.9143
Total Cost of Section-7 (D-1 Drain) |  |  |  |  | 240105775.0385
8. D-1 Sub Drain (RD 0+000 to 13+250) |  |  |  |  | 56729159.5204 | -0.15302 | 56729159.3673
i. Earthwork
1 | Earth Work in excavation of drains, irrigation channels through excavator/ drag lines in all kind of soil and conditions (dry, wet slush, daldal and under water ) including its disposal and preperation of working pad for operation of machinary. (rates includes 100ft lead) | 1000 | 4710315 | 4640.7 | 21859158.8205
2 | Dressing and levelling of earthwork to designed section etc complete in ii) ordinary or hard soil soil | 1000 | 2201861.25 | 940.9 | 2071731.2501
3 | Transportation of earth all types when the total distance, including the lead covered in the item of work , is more than 1000 ft.
| a) Lead 500 feet | 1000 | 17267.5 | 1073.2 | 18531.481
4 | Providing and erection at site of work:- iii) R.C.C. boundary pillar. (Complete in all respect including transportation, Cement concrete foundation, fixing, painting and lettering etc) | 1 | 130 | 1326.2 | 172406
ii. Data Board:
1 | Excavation in foundation of building bridges and other structures including dagbelling, dressing, refilling around structure with excavated earth, watering and ramming lead upto one chain and lift upto 5 ft. in ordinary soil | 1000 | 98 | 15824.15 | 1550.7667
2 | Cement concrete plain including, placing, compacting, finishing and curing complete (including screening and washing of stones aggregate) |  |  | 0 | 0
| a) Nominal mix ratio 1:4:8 | 100 | 24.5 | 34694.3 | 8500.1035
3 | Pacca brick work in foundation and plinth in cement sand mortar ratio 1:6. | 100 | 97.5 | 32675.95 | 31859.0513
4 | Providing and laying damp proof course of cement 1:2:4 (using cement, sand and shingle), including bitumen coating with with 2 coats of bitumen: 1½" thick (40 mm). | 100 | 39 | 11851.7 | 4622.163
5 | Pacca brick work other than building upto 10 ft. height in cement sand mortor ratio 1:3 | 100 | 81.7031 | 37620.6 | 30737.2058
6 | Cement plaster 1:4 upto 20 ft. height, 3/8" thick | 100 | 230.65 | 4334.75 | 9998.1009
7 | Providing and applying weather shield paint of approved quality on external surface of building including preparation of surface, application of primer complete in all respect white. | 100 | 230.65 | 7379.1 | 17019.8941
8 | Writing letter or figures per letter per inch height | 1 | 500 | 30.5 | 15250
9 | Carriage of 100 Cf t. (2.83 cu.m) of all materials like stone aggregate, spawl, kankar lime (unslaked), surkhi , etc. or 150 Cf t. (4.25 cu.m) timber, by truck or by any othermeans owned by the contractor from Sakhi Sarwar Quarry to site 275 Km including first 11KM hilly area.
| DPC | 100 | 4.29 | 14042.6 | 602.4275
iii. RD Marks:
1 | Precast reinfoced cement concrete type "C" 1:2:4. | 1 | 22.36 | 546.95 | 12229.802
2 | Fabrication of mild steel reinforcement for cement concrete including cutting bending laying in position etc. complete in all respect. (deformed bars) Grade 40 | 100 | 51.09 | 30006.1 | 15330.1165
3 | Carriage of consignment job upto 5 KMs Average | 1 | 13 | 115.4 | 1500.2
4 | Placing boundary pillars in position, including digging pits. | 1 | 13 | 141.9 | 1844.7
5 | Preparing surface and painting with emulation paint 3 coat. | 100 | 45.5 | 4307.55 | 1959.9352
6 | Writing letter or firgures per letter per inch height (three figure each side). | 1 | 130 | 30.5 | 3965
7 | Carriage of 100 Cf t. (2.83 cu.m) of all materials like stone aggregate, spawl, kankar lime (unslaked), surkhi , etc. or 150 Cf t. (4.25 cu.m) timber, by truck or by any othermeans owned by the contractor from Sakhi Sarwar Quarry to site 275 Km including first 11KM hilly area.
ii | PCC 1:2:4 | 100 | 19.6768 | 14042.6 | 2763.1343
Total Cost |  |  |  |  | 24281560.1525
iv. Water Course
1 | Excavation in foundation of building, bridges and other structures, including dagbelling, dressing, refilling around structure with excavated earth, watering and ramming lead up to one chain and lift upto 5 ft. In ordinary soil (above 5 ft depth) | 1000 | 6436.0504 | 12735.6 | 81966.9635
2 | Extra for slush or Daldal including dewatering. | 1000 | 6436.0504 | 12038.4 | 77479.7491
3 | Cement concrete plain including, placing, compacting, finishing and curing complete (including screening and washing of stones aggregate)
| a) Nominal mix ratio 1:4:8 | 100 | 529.73 | 34694.3 | 183786.1154
| b) Nominal mix ratio 1:2:4 | 100 | 68 | 47135.9 | 32052.412
4 | Providing and fabrication of mild steel reinforcement for cement concrete, including cutting , bending, laying in position, making joints and fastening, including cost of binding wire and labour charges for binding of steel reinforcement(also includes removal of rust from bars). Deformed Bars (Grade 60) | 100 | 16212.1014 | 30376.9 | 4924733.8302
5 | Providing and laying reinforced cement concrete (including prestressed concrete), using Sulphate resisting cement; coarse sand and screened graded and washed aggregate, in required shape and design, including forms, moulds, shuttering, lifting, compacting, curing, rendering and finishing exposed surface, complete 2) Plastering done under soffit of R.C.C. (but excluding the cost of steel reinforcement, its fabrication and placing in position etc.)
a) | a) Reinforced cement concrete in roof slab, beams, columns lintels, girders and other structural members laid in situ or precast laid in position, or prestressed members cast in situ, complete in all respects. Type B (nominal mix 1:1.5:3) | 1 | 3788.5038 | 817.55 | 3097291.2817
b) | b) Reinforcement cement concrete in slab of rafts/strip foundation, base slab of column and retaining walls, etc and other structural members not requiring form work(i.e horizontal shuttering) complete in all respect: Type B (Nominal Mix 1:1.5:3 ) | 1 | 1615.53 | 670.5 | 1083212.865
6 | Bitumen coating to plastered or cement concrete surface. 14 lbs per 100 Sft (6.35 Kg. per Sq.m) | 100 | 2288.8656 | 1645.1 | 37654.128
7 | Pacca brick work other than buildings upto 10 feet height. Cement sand mortar ratio 1:4 | 100 | 160 | 35727 | 57163.2
8 | Providing and embedding 10"(250mm) wide PVC water stopper in expansion joints of RCC structures (Retaining walls, water tanks, Slabs) complete in all respect. 10mm thick | 1 | 518 | 809.4 | 419269.2
9 | Providing and placing poly sulphide joint sealent 1" wide and 1" deep. | 1 | 160 | 1381 | 220960
10 | Rehandling of earthwork:Upto a lead of 50 ft. (15 m). | 1000 | 8000 | 5266.8 | 42134.4
11 | Carriage of 100 Cf t. (2.83 cu.m) of all materials like stone aggregate, spawl, kankar lime (unslaked), surkhi , etc. or 150 Cf t. (4.25 cu.m) timber, by truck or by any othermeans owned by the contractor from Sakhi Sarwar Quarry to site 275 Km including first 11KM hilly area.
i | PCC 1:4:8 | 100 | 508.5408 | 14042.6 | 71412.3504
ii | PCC 1:2:4 | 100 | 59.84 | 14042.6 | 8403.0918
iii | RCC 1.1.5.3 | 100 | 4539.3884 | 14042.6 | 637448.1543
Total Cost: |  |  |  |  | 10974967.7414
v. Culverts
1 | Excavation in foundation of building, bridges and other structures, including dagbelling, dressing, refilling around structure with excavated earth, watering and ramming lead up to one chain and lift upto 5 ft. In ordinary soil (above 5 ft depth) | 1000 | 36435.2 | 12735.6 | 464024.1331
2 | Cement concrete plain including, placing, compacting, finishing and curing complete (including screening and washing of stones aggregate) |  |  | 0
| a) Nominal mix ratio 1:4:8 | 100 | 510 | 34694.3 | 176940.93
3 | Providing and fabrication of mild steel reinforcement for cement concrete, including cutting , bending, laying in position, making joints and fastening, including cost of binding wire and labour charges for binding of steel reinforcement(also includes removal of rust from bars). Deformed Bars (Grade 60) | 100 | 26990.4 | 30376.9 | 8198846.8176
4 | Providing and laying reinforced cement concrete (including prestressed concrete), using Sulphate resisting cement; coarse sand and screened graded and washed aggregate, in required shape and design, including forms, moulds, shuttering, lifting, compacting, curing, rendering and finishing exposed surface, complete 2) Plastering done under soffit of R.C.C. (but excluding the cost of steel reinforcement, its fabrication and placing in position etc.)
a) | a) Reinforced cement concrete in roof slab, beams, columns lintels, girders and other structural members laid in situ or precast laid in position, or prestressed members cast in situ, complete in all respects. Type B (nominal mix 1:1.5:3) | 1 | 6956.8 | 817.55 | 5687531.84
b) | b) Reinforcement cement concrete in slab of rafts/strip foundation, base slab of column and retaining walls, etc and other structural members not requiring form work(i.e horizontal shuttering) complete in all respect: Type B (Nominal Mix 1:1.5:3 ) | 1 | 2040 | 670.5 | 1367820
5 | Bitumen coating to plastered or cement concrete surface. 14 lbs per 100 Sft (6.35 Kg. per Sq.m) | 100 | 7707.6 | 1645.1 | 126797.7276
6 | Supply and erection PVC pipe for recessed wiring (main and sub-main) purpose, including bends, specials, etc. in floor, wall or trenches:- 80mm dia (3 inch) | 1 | 22.5 | 303.8 | 6835.5
7 | Providing and laying sub-base course of stone productof approved quality and grade, including placing, mixing, spreading and compaction of sub-base material torequired depth, camber, grade to achieve 100% maximum modified AASHO dry density, including carriage of all material to site of work except gravel and. aggregate. Crushed stone aggregate. | 100 | 180 | 10003.5 | 18006.3
8 | Providing and laying base course of crushed stone aggregate of approved quality and grade, and supply and spreading of stone screening, including placing, mixing,spreading and compaction of base course material to required depth, camber and grade to achieve 100% maximum modified AASHO dry density, including carriage of all materials to site of work except gravel and. aggregate. | 100 | 180 | 13527.4 | 24349.32
9 | Providing and laying road edging of 3" (75 mm) wide and | 1 | 60 | 64.2 | 3852
10 | Providing surface treatment of roads,including supply of bitumen and bajri/crushed stone aggregate of approved quality,including cleaning of road surface,heating,spraying bitumen,spreading bajri and rollingetc.complete including carriageof all material stosite of work excep tbajjri/crushed stone aggregate for which supplywithin 3miles(5.0km)isincluded in the rate.
a) | 1st coat 35 lbs. bitumen, and 4 Cft. bajri of nominal size 1" (25 mm) per 100 sq. feet or 1.72 Kg bitumen and 0.017 cu.metre bajri per square metre.. | 100 | 360 | 4549.95 | 16379.82
b) | 2nd coat 18 lbs. bitumen, and 2 Cft. bajri of nominal size ½" (13 mm) per %sft or 1.23 Kg bitumen and 0.008 cu. metre bajri per sq.metre. | 100 | 360 | 2639.45 | 9502.02
c) | 3rd coat 14 lbs. bitumen, and 1.5 Cft. bajri of nominal size ¼" (6 mm) per %sft or 0.69 Kg bitumen and 0.005 cubic metre bajjri per sq.metre. | 100 | 360 | 1960.75 | 7058.7
11 | Dismantling and removing road pavement, etc.,including screening and stacking of byproducts upto one chain lead (30 metre). | 100 | 360 | 4017.8 | 14464.08
12 | Barrow pit excavation undressed lead up to 100 ft in ordinary soil. | 1000 | 3200 | 10533.6 | 33707.52
13 | Rehandling of earthwork:Upto a lead of 50 ft. (15 m). | 1000 | 20960 | 5266.8 | 110392.128
14 | Carriage of 100 Cf t. (2.83 cu.m) of all materials like stone aggregate, spawl, kankar lime (unslaked), surkhi , etc. or 150 Cf t. (4.25 cu.m) timber, by truck or by any othermeans owned by the contractor from Sakhi Sarwar Quarry to site 275 Km including first 11KM hilly area.
i | PCC 1:4:8 | 100 | 489.6 | 14042.6 | 68752.5696
ii | RCC 1:1.5:3 | 100 | 7557.312 | 14042.6 | 1061243.0949
iii | Base | 100 | 219.6 | 14042.6 | 30837.5496
iii | T.S.T | 100 | 27 | 14042.6 | 3791.502
Total Cost |  |  |  |  | 17431133.5524
vi. Stone Pitching
1 | Earth Work in excavation of drains, irrigation channels through excavator/ drag lines in all kind of soil and conditions (dry, wet slush, daldal and under water ) including its disposal and preperation of working pad for operation of machinary. (rates includes 100ft lead) | 1000 | 269.25 | 4640.7 | 1249.5085
2 | Providing and laying stone pitching/filling, dry hand packed, as filling behind retaining walls or in pitching and aprons. | 100 | 269.25 | 6849 | 18440.9325
3 | Formation dressing and preparing subgrade, on slope | 100 | 480.69 | 2265.1 | 10888.1092
4 | Formation dressing and preparing subgrade, in bed. | 100 | 126 | 1660.5 | 2092.23
5 | Providing and laying graded bajri 1/8" to 1/2" size on slope. | 100 | 158.63 | 18564.1 | 29448.2318
6 | Providing and laying graded bajri 1/2" to 2" size on slope. | 100 | 158.63 | 18564.1 | 29448.2318
7 | Providing and laying graded bajri 1/8" to 1/2" size on level. | 100 | 41.58 | 18017.6 | 7491.7181
8 | Providing and laying graded bajri 1/2" to 2" size on level. | 100 | 41.58 | 18017.6 | 7491.7181
9 | Providing and laying stone for top layer only, on slope. | 100 | 480.69 | 11511 | 55332.2259
10 | Providing and laying stone for top layer only, on Level | 100 | 126 | 10570.5 | 13318.83
11 | Carriage of 100 Cft of all material like stone aggregate, spawl, kankar, lime (unsoaked) surkhi etc or 150 Cft of timber by truck or by any other means owned by the contractor, lead 275 Km. | 100 | 1091.5155 | 14042.6 | 153277.1556
Total Cost |  |  |  |  | 328478.8915
vii. Inlets
1 | Excavation in foundation of building, bridges, and other structures, including dag belling, dressing refilling around structure with excavated earth, watering and ramming lead upto one chain (30m)and lift upto 5' (1.5 m) (b) in ordinary soil.By Manual | 1000 | 3514.6564 | 15824.15 | 55616.4501
2 | Cement concrete plain including, placing, compacting, finishing and curing complete (including screening and washing of stones aggregate) |  |  | 0
| a) Nominal mix ratio 1:4:8 | 100 | 463.386 | 34694.3 | 160768.529
| b) Nominal mix ratio 1:2:4 | 100 | 48.0975 | 47135.9 | 22671.1895
3 | Pacca brick work other than buildings upto 10 feet height. Cement sand mortar ratio 1:4 | 100 | 746.37 | 35727 | 266655.6099
4 | Providing and laying reinforced cement concrete (including prestressed concrete), using Sulphate resisting cement; coarse sand and screened graded and washed aggregate, in required shape and design, including forms, moulds, shuttering, lifting, compacting, curing, rendering and finishing exposed surface, complete 2) Plastering done under soffit of R.C.C. (but excluding the cost of steel reinforcement, its fabrication and placing in position etc.)
| a) Reinforced cement concrete in roof slab, beams, columns lintels, girders and other structural members laid in situ or precast laid in position, or prestressed members cast in situ, complete in all respects. Type B (nominal mix 1:1.5:3) | 1 | 625.5 | 817.55 | 511377.525
| b) Reinforcement cement concrete in slab of rafts/strip foundation, base slab of column and retaining walls, etc and other structural members not requiring form work(i.e horizontal shuttering) complete in all respect: Type B (Nominal Mix 1:1.5:3 ) | 1 | 216 | 670.5 | 144828
5 | Providing and Fabrication of mild steel reinforcement for cement concrete, including cutting, bending, laying in position, making joints and fastenings, including cost of binding wire and labour charges for binding of steel reinforcement (also includes removal of rust from bars):- Deformed bars (Grade-60). | 100 | 2524.5 | 30376.9 | 766864.8405
6 | Providing and laying dry, hand packed stone apron as per drawing | 100 | 949.9872 | 6849 | 65064.6233
14 | Rehandling of earthwork:Upto a lead of 50 ft. (15 m). | 1000 | 1280 | 5266.8 | 6741.504
15 | Carriage of 100 Cf t. (2.83 cu.m) of all materials like stone aggregate, spawl, kankar lime (unslaked), surkhi , etc. or 150 Cf t. (4.25 cu.m) timber, by truck or by any othermeans owned by the contractor from Sakhi Sarwar Quarry to site 275 Km including first 11KM hilly area.
i | PCC 1:4:8 | 100 | 444.8506 | 14042.6 | 62468.5847
i | PCC 1:2:4 | 100 | 42.3258 | 14042.6 | 5943.6428
ii | RCC 1:1.5:3 | 100 | 706.86 | 14042.6 | 99261.5224
iii | Dry Hand Pack Stone | 100 | 1282.4827 | 14042.6 | 180093.9184
Total Cost |  |  |  |  | 2348355.9396
viii. Tube Well room
1 | Excavation in foundation of building, bridges, and other structures, including dag belling, dressing refilling around structure with excavated earth, watering and ramming lead upto one chain (30m)and lift upto 5' (1.5 m) (b) in ordinary soil.1)By Manual | 1000 | 544.8919 | 15824.15 | 8622.4513
2 | Spraying termite proofing by using liquid FMC / Biflex/ Terminex Exin/Ms Hextaror equivalent@specified suspension concenterate (SC), MixingAbility-HEXTAR with Ratio (1:250)= 540 Sft or equivalent approved liquid applying with shower and certificate will be provided by the contractor for10-years complete in all respect.as approved by the Engineer Incharge. | 1 | 508.5 | 12.55 | 6381.675
3 | Cement concrete plain including, placing, compacting, finishing and curing complete (including screening and washing of stones aggregate) |  |  | 0
| a) Nominal mix ratio 1:4:8 | 100 | 105.6124 | 34694.3 | 36641.4983
4 | Pacca brick work in foundation and plinth in cement sand mortar ratio 1:6. | 100 | 315.04 | 32675.95 | 102942.3129
5 | Providing and laying damp proof course of cement 1:2:4 (using cement, sand and shingle), including bitumen coating with one coat of bitumen and one coat polythenesheet 500 gauge 1½" thick (40 mm). | 100 | 64.5 | 11460.2 | 7391.829
6 | Providing and laying vertical damp proof course with cement sand plaster and bitumen coating with one coat of bitumen and one coat of polythene sheet 500 gauge-Ratio 1:3 a) ½ " thick (13 mm) | 100 | 120 | 7607.35 | 9128.82
7 | Filling watering ramming earth under floors with surplus earth from foundation etc. | 1000 | 150 | 7547.75 | 1132.1625
8 | Pacca brick work in ground floor. Cement sand mortar Ratio 1:4. | 100 | 290.9 | 35830.6 | 104231.2154
9 | Providing and laying reinforced cement concrete (including prestressed concrete), using Sulphate resisting cement; coarse sand and screened graded and washed aggregate, in required shape and design, including forms, moulds, shuttering, lifting, compacting, curing, rendering and finishing exposed surface, complete 2) Plastering done under soffit of R.C.C. (but excluding the cost of steel reinforcement, its fabrication and placing in position etc.)
a) | a) Reinforced cement concrete in roof slab, beams, columns lintels, girders and other structural members laid in situ or precast laid in position, or prestressed members cast in situ, complete in all respects. Type B (nominal mix 1:2:4) | 1 | 154.1658 | 741.85 | 114367.8987
b) | b) Reinforcement cement concrete in slab of rafts/strip foundation, base slab of column and retaining walls, etc and other structural members not requiring form work(i.e horizontal shuttering) complete in all respect: Type B (Nominal Mix 1:2:4) | 1 | 18.4078 | 595 | 10952.6484
11 | Providing and Fabrication of mild steel reinforcement for cement concrete, including cutting, bending, laying in position, 13 making joints and fastenings, including cost of binding wire and labour charges for binding of steel reinforcement (also includes removal of rust from bars):- Deformed bars (Grade-60). | 100 | 1035.4417 | 30376.9 | 314535.0822
12 | Providing and fixing windows consisting of M.S box section frame 2" x 1½" ( 50 x 40mm) Leaves frame 1½" x 1" (40 x 25 mm) box section frame for glazing 3/8" x 3/8" (10 x 10 mm) using 16 SWG sheet 'U' shaped rubber supported with 1" x 1/8" (25 x 3 mm) M.S. flat for fixing 3/16" (5 mm) thick glass panes M.S. box section 1/2" x 1/2" (13 x 13 mm) of 16 SWG for fixing 24 SWG wire gauge on outer side by means of 3/4" x 1/8" (20 x 3 mm) M.S. flat and screws including grill of M.S. flat 1/2" x 1/8" (13 x 3 mm) or 1/4" x 1/4" (6 x 6 mm) square bar with independent frame of 1/2" x 1/2" (13 x 13 mm) box section of 16 SWG i/c all C.P fitting and painting 3 coats complete in all respect. | 1 | 32 | 2180.7 | 69782.4
13 | Providing and fixing mild steel chowkat of doors windows C. windows etc. including holdfast making and threading 18 holes for hinges etc. complete 1½" x 1½" x 1/4" (40 x 40 x 6 mm) welded with M.S. flat 2" x 1/4" (50 m M.S. angle iron). | 1 | 40 | 457.1 | 18284
14 | Making and fixing steel grated door with 1/16" thick sheeting, including angle iron frame 2" x 2" x 3/8"and 3/4" square bars 4" centre to centre. with locking arrangement (Two No.). | 1 | 49 | 2767 | 135583
15 | Providing and laying single layer of tile 9" x 4½" x 1½" laid over 4" earth and 1" thick mud plaster without bhoosa, grouted with cement mud (1:3) on top of R.C.C. roof, slab, provided with 34 lbs. per % Sft. Or 1.72 Kg./Sq.m. bitumen coating sand blinded. | 100 | 95.5625 | 13179.6 | 12594.7553
16 | Providing and laying polythene sheet under floor or roof complete 500 gauge. | 1 | 99.5625 | 11 | 1095.1875
17 | Supplying and filling sand under floor or plugging in wells. | 100 | 40.9375 | 3987 | 1632.1781
18 | Providing and laying watering and ramming brick ballast 1½" to 2" (40 mm to 50 mm) mixed with 25% sand for floor foundation complete in all respect. | 100 | 48.9375 | 12801.2 | 6264.5873
19 | Cement concrete plain including, placing, compacting, finishing and curing complete (including screening and washing of stones aggregate)
| b) Nominal mix ratio 1:2:4 | 100 | 45.86 | 47135.9 | 21616.5237
20 | Cement plaster 1:4 upto 20' (6.00 m) height 1/2" (13 mm) thick. | 100 | 568.305 | 4614.1 | 26222.161
21 | Cement plaster 3/8" (10 mm thick under soffit of R.C.C. roof slabs only, upto 20' height (Ratio 1:3). | 100 | 114.52 | 5264.65 | 6029.0772
22 | Cement pointing struck joints on wall upto 20' (6m) height (a) Ratio 1:2 including extra cost of labour and material for red oxide pigment in cement pointing to match with the colour of bricks. | 100 | 489.875 | 5012.65 | 24555.7192
23 | Providing, laying, cutting, jointing, testing and disinfecting PVC/ uPVC pipe line with `B' Class working pressure complete in all respects:- 4" i/d (100 mm) | 1 | 13 | 514.9 | 6693.7
24 | Providing and installing P.V.C. bends, of B.S.S.b) 4" i/d (100 mm) | 1 | 2 | 849.7 | 1699.4
25 | Making top khurra on roof 2' x 2' x 6". | 1 | 1 | 1159.65 | 1159.65
26 | Distempering:- 3 coat | 100 | 510.27 | 1548.2 | 7900.0001
27 | Providing and applying weather shield paint of approved quality on external surface of building including preparation of surface, application of primer complete in all respect: | 100 | 172.555 | 7379.1 | 12733.006
28 | Preparing surface and painting of doors and windows any type (including edges):- | 100 | 89 | 3052.4 | 2716.636
29 | Fabrication of heavy steel work, with angle, tees, flat iron round iron and sheet iron for making trusses, girders, tanks, etc., including cutting, drilling, revitting, handling, assembling and fixing, but excluding erection in position. | 100 | 334.9587 | 37098.85 | 124265.8341
30 | Supply and erection of PVC pipe for wiring recessed in walls, including inspection boxes, pull boxes, hooks, cutting jharries and repairing surface, etc. complete with all specials. |  |  | 0
| a) 20mm (3/4") i/d. | 1 | 60 | 112.25 | 6735
| b) 25 mm (1") i/d | 1 | 30 | 133.6 | 4008
| c) 50 mm (2") i/d | 1 | 15 | 231.55 | 3473.25
31 | Supply and erection of single core PVC insulated copper conductor cables, in prepaid P.V.C. pile/M.S. conduit/G.I. pipe/wooden strip batten/wooden casing and caping/G.I. wire/trenches (rate for cables only) (a) 250/440 volts, P.V.C. insulated. |  |  | 0
| a) 3/0.74mm (3/0.029"). | 1 | 180 | 35.7 | 6426
| b) 7/0.74mm (7/0.029"). | 1 | 60 | 56.3 | 3378
32 | Supply and erection of copper conductor cable for service connection in prepaid pipe/G.I. wire/trenches, etc. (rate for cable only) (a) PVC insulated, PVC sheathed, twin core, 250/440 volts 7/0.44" (7/1.12mm). | 1 | 40 | 237.65 | 9506
33 | Supply and connection of M.S. sheet box of 16 SWG, 10 cm (4") deep with 4.75 mm thick (3/16") bakelite sheet top, for recessed wiring, including making holes for regulators switches, plugs etc. |  |  | 0
| a) 10 x 10 cm (4" x 4"). | 1 | 1 | 382.3 | 382.3
| b) 17.5 x 10 cm (7" x 4"). | 1 | 1 | 522.75 | 522.75
| c) 22.5 x 10 cm (9" x 4"). | 1 | 1 | 668.8 | 668.8
34 | Supply and erection of switches 5 amp. Piano Type. | 1 | 20 | 102.7 | 2054
35 | Supply and erection of ceiling rose, bakelite. | 1 | 4 | 96.3 | 385.2
36 | Supply and erection of wall socket with 3 pin 5 amp shoe. | 1 | 2 | 204.7 | 409.4
37 | Supply and erection of 3 pin switch and plug combined recessed type (ii) 10/15 amp. | 1 | 1 | 213.1 | 213.1
38 | P/F wall mounted DB (Distribution Board) made with 16SWG Sheet (Recessded/Surface mounted Type), Powder coated Paint, i/c the cost of Lock, Indication lights,Thimble, Copper Comb, Wiring, Netural & Earth Bar, Door Earthing, Digital Voltmeter,Digital Ammeter,Volt Selector Switch,Ammeter selector switch,Current Transformers and Controles Complete in all respect as approved and directed by the Engineer Incharge (Breakers will be Paid Separately)(a) 6" deep (i) 20~60A | 1 | 1 | 24422.65 | 24422.65
39 | Suppling,Installation and comissioning of MCB (Miniature Circuit Breaker) of specified rating made of LEGRAND FRANCE/ GE U.S.A / SCHNEIDER GERMANY /SIEMEN GERMAN/TERASAKI JAPAN/ ABB SWITZERLAND in prelaid DBs and Panels i/c the cost of screwes,necessary wire complet Single Pole(iii) 6-63 Amp (10 KA) | 1 | 6 | 1453.75 | 8722.5
40 | Supplying, Installation and commissioning of MCCB (Moulded Case Circuit Breaker)of specified rating made of LEGRAND FRANCE /GEU.S.A/ SCHNEIDER GERMANY/ TERASAKI JAPAN/ SIEMEN/ ABBSWITZERLAND or approved equivalent manufacturer (withfixedThermal-MagneticTrip)in prelaid DB sand Panels i/c the cost of screws, necessary wire complete in all respect as approved and directed by the EngineerIncharge. a) Triple Pole (ii) 15-100 Amp (10 KA,15KA) | 1 | 2 | 13796.3 | 27592.6
41 | Supplying, Installation and commissioning of MCCB (Moulded Case Circuit Breaker)of specified rating made of LEGRAND FRANCE /GEU.S.A/ SCHNEIDER GERMANY/ TERASAKI JAPAN/ SIEMEN/ ABBS WITZERLAND or approved equivalent manufacturer (withfixedThermal-MagneticTrip)in prelaid DB sand Panels i/c the cost of screws, necessary wire complete in all respect as approved and directed by the EngineerIncharge. a) Triple Pole With Adjustable Thermal-Magnetic Trip /Electronic Trip (60-100%) (i) 25-100 Amp | 1 | 1 | 19859.4 | 19859.4
42 | Supply and erection of tube light, including rod, choke, starter with frame, flexible wire, including connection from ceiling rose, etc., complete ii)single rod (40 watts) with one choke and one starter. | 1 | 3 | 1995.3 | 5985.9
43 | Supply and erection of bakelite button holder shade, large size | 1 | 3 | 178.75 | 536.25
44 | Carriage of 100 Cf t. (2.83 cu.m) of all materials like stone aggregate, spawl, kankar lime (unslaked), surkhi , etc. or 150 Cf t. (4.25 cu.m) timber, by truck or by any othermeans owned by the contractor from Sakhi Sarwar Quarry to site 275 Km including first 11KM hilly area.
i | PCC 1:4:8 | 100 | 101.3879 | 14042.6 | 14237.5038
ii | PCC 1:2:4 | 100 | 40.3568 | 14042.6 | 5667.144
iii | RCC 1.2.4 | 100 | 151.8648 | 14042.6 | 21325.7635
iv | DPC 1.2.4 | 100 | 7.095 | 14042.6 | 996.3225
Total Cost : |  |  |  |  | 1364663.2429
Total Cost for Section-8 (D-1 Sub Drain) |  |  |  |  | 56729159.5204
9. D-2 Drain (RD 0+000 to 12+615) |  |  |  |  | 92113523.1193 | -1866.5697 | 92111656.5496
i. Earthwork
1 | Earth Work in excavation of drains, irrigation channels through excavator/ drag lines in all kind of soil and conditions (dry, wet slush, daldal and under water ) including its disposal and preperation of working pad for operation of machinary. (rates includes 100ft lead) | 1000 | 2187776.7 | 4640.7 | 10152815.3317
2 | Dressing and levelling of earthwork to designed section etc complete in ii) ordinary or hard soil soil | 1000 | 1607647.35 | 940.9 | 1512635.3916
3 | Transportation of earth all types when the total distance, including the lead covered in the item of work , is more than 1000 ft.
| a) 500 ft | 1000 | 1752.5 | 1073.2 | 1880.783
| b) 750 ft | 1000 | 16955 | 1743.95 | 29568.6722
| c) 3000 ft | 1000 | 97028.25 | 7051.473 | 684192.0851
7 | Providing and erection at site of work:- iii) R.C.C. boundary pillar. (Complete in all respect including transportation, Cement concrete foundation, fixing, painting and lettering etc) | 1 | 104 | 3045.6068 | 316743.1045
ii. Data Board:
1 | Excavation in foundation of building bridges and other structures including dagbelling, dressing, refilling around structure with excavated earth, watering and ramming lead upto one chain and lift upto 5 ft. in ordinary soil | 1000 | 98 | 15824.15 | 1550.7667
2 | Cement concrete plain including, placing, compacting, finishing and curing complete (including screening and washing of stones aggregate) |  |  | 0 | 0
| a) Nominal mix ratio 1:4:8 | 100 | 24.5 | 34694.3 | 8500.1035
3 | Pacca brick work in foundation and plinth in cement sand mortar ratio 1:6. | 100 | 97.5 | 32675.95 | 31859.0513
4 | Providing and laying damp proof course of cement 1:2:4 (using cement, sand and shingle), including bitumen coating with with 2 coats of bitumen: 1½" thick (40 mm). | 100 | 39 | 11851.7 | 4622.163
5 | Pacca brick work other than building upto 10 ft. height in cement sand mortor ratio 1:3 | 100 | 81.7031 | 37620.6 | 30737.2058
6 | Cement plaster 1:4 upto 20 ft. height, 3/8" thick | 100 | 230.65 | 4334.75 | 9998.1009
7 | Providing and applying weather shield paint of approved quality on external surface of building including preparation of surface, application of primer complete in all respect white. | 100 | 230.65 | 7379.1 | 17019.8941
8 | Writing letter or figures per letter per inch height | 1 | 500 | 30.5 | 15250
9 | Carriage of 100 Cf t. (2.83 cu.m) of all materials like stone aggregate, spawl, kankar lime (unslaked), surkhi , etc. or 150 Cf t. (4.25 cu.m) timber, by truck or by any othermeans owned by the contractor from Sakhi Sarwar Quarry to site 275 Km including first 11KM hilly area.
| DPC | 100 | 4.29 | 14042.6 | 602.4275
iii. RD Marks:
1 | Precast reinfoced cement concrete type "C" 1:2:4. | 1 | 22.36 | 546.95 | 12229.802
2 | Fabrication of mild steel reinforcement for cement concrete including cutting bending laying in position etc. complete in all respect. (deformed bars) Grade 40 | 100 | 51.09 | 30006.1 | 15330.1165
3 | Carriage of consignment job upto 5 KMs Average | 1 | 13 | 115.4 | 1500.2
4 | Placing boundary pillars in position, including digging pits. | 1 | 13 | 141.9 | 1844.7
5 | Preparing surface and painting with emulation paint 3 coat. | 100 | 45.5 | 4307.55 | 1959.9352
6 | Writing letter or firgures per letter per inch height (three figure each side). | 1 | 130 | 30.5 | 3965
7 | Carriage of 100 Cf t. (2.83 cu.m) of all materials like stone aggregate, spawl, kankar lime (unslaked), surkhi , etc. or 150 Cf t. (4.25 cu.m) timber, by truck or by any othermeans owned by the contractor from Sakhi Sarwar Quarry to site 275 Km including first 11KM hilly area.
ii | PCC 1:2:4 | 100 | 19.6768 | 14042.6 | 2763.1343
Total Cost |  |  |  |  | 12857567.969
iv. Water Course
1 | Excavation in foundation of building, bridges and other structures, including dagbelling, dressing, refilling around structure with excavated earth, watering and ramming lead up to one chain and lift upto 5 ft. In ordinary soil (above 5 ft depth) | 1000 | 12395.4103 | 12735.6 | 157862.9874
2 | Extra for slush or Daldal including dewatering. | 1000 | 12395.4103 | 12038.4 | 149220.9074
3 | Cement concrete plain including, placing, compacting, finishing and curing complete (including screening and washing of stones aggregate) |  |  | 0
| a) Nominal mix ratio 1:4:8 | 100 | 1410.7375 | 34694.3 | 489445.5005
| b) Nominal mix ratio 1:2:4 | 100 | 187 | 47135.9 | 88144.133
4 | Providing and fabrication of mild steel reinforcement for cement concrete, including cutting , bending, laying in position, making joints and fastening, including cost of binding wire and labour charges for binding of steel reinforcement(also includes removal of rust from bars). Deformed Bars (Grade 60) | 100 | 35906.2362 | 30376.9 | 10907201.4642
5 | Providing and laying reinforced cement concrete (including prestressed concrete), using Sulphate resisting cement; coarse sand and screened graded and washed aggregate, in required shape and design, including forms, moulds, shuttering, lifting, compacting, curing, rendering and finishing exposed surface, complete 2) Plastering done under soffit of R.C.C. (but excluding the cost of steel reinforcement, its fabrication and placing in position etc.)
| a) Reinforced cement concrete in roof slab, beams, columns lintels, girders and other structural members laid in situ or precast laid in position, or prestressed members cast in situ, complete in all respects. Type B (nominal mix 1:1.5:3) | 1 | 7756.1379 | 817.55 | 6341030.5401
| b) Reinforcement cement concrete in slab of rafts/strip foundation, base slab of column and retaining walls, etc and other structural members not requiring form work(i.e horizontal shuttering) complete in all respect: Type B (Nominal Mix 1:1.5:3 ) | 1 | 4212.6075 | 670.5 | 2824553.3288
6 | Bitumen coating to plastered or cement concrete surface. 14 lbs per 100 Sft (6.35 Kg. per Sq.m) | 100 | 4687.7292 | 1645.1 | 77117.8331
7 | Pacca brick work other than buildings upto 10 feet height. Cement sand mortar ratio 1:4 | 100 | 440 | 35727 | 157198.8
8 | Providing and embedding 10"(250mm) wide PVC water stopper in expansion joints of RCC structures (Retaining walls, water tanks, Slabs) complete in all respect. 10mm thick | 1 | 1098.74 | 809.4 | 889320.156
9 | Providing and placing poly sulphide joint sealent 1" wide and 1" deep. | 1 | 380 | 1381 | 524780
10 | Rehandling of earthwork:Upto a lead of 50 ft. (15 m). | 1000 | 22000 | 5266.8 | 115869.6
11 | Carriage of 100 Cf t. (2.83 cu.m) of all materials like stone aggregate, spawl, kankar lime (unslaked), surkhi , etc. or 150 Cf t. (4.25 cu.m) timber, by truck or by any othermeans owned by the contractor from Sakhi Sarwar Quarry to site 275 Km including first 11KM hilly area.
i | PCC 1:4:8 | 100 | 1354.308 | 14042.6 | 190180.0552
ii | PCC 1:2:4 | 100 | 164.56 | 14042.6 | 23108.5026
iii | RCC 1.1.5.3 | 100 | 10053.7461 | 14042.6 | 1411807.3549
Total Cost |  |  |  |  | 24346841.1631
v. Culverts
1 | Excavation in foundation of building, bridges and other structures, including dagbelling, dressing, refilling around structure with excavated earth, watering and ramming lead up to one chain and lift upto 5 ft. In ordinary soil (above 5 ft depth) | 1000 | 29517.98 | 12735.6 | 375929.1861
2 | Cement concrete plain including, placing, compacting, finishing and curing complete (including screening and washing of stones aggregate) |  |  | 0
| a) Nominal mix ratio 1:4:8 | 100 | 768 | 34694.3 | 266452.224
3 | Providing and fabrication of mild steel reinforcement for cement concrete, including cutting , bending, laying in position, making joints and fastening, including cost of binding wire and labour charges for binding of steel reinforcement(also includes removal of rust from bars). Deformed Bars (Grade 60) | 100 | 29348.94 | 30376.9 | 8915298.1549
4 | Providing and laying reinforced cement concrete (including prestressed concrete), using Sulphate resisting cement; coarse sand and screened graded and washed aggregate, in required shape and design, including forms, moulds, shuttering, lifting, compacting, curing, rendering and finishing exposed surface, complete 2) Plastering done under soffit of R.C.C. (but excluding the cost of steel reinforcement, its fabrication and placing in position etc.)
| a) Reinforced cement concrete in roof slab, beams, columns lintels, girders and other structural members laid in situ or precast laid in position, or prestressed members cast in situ, complete in all respects. Type B (nominal mix 1:1.5:3) | 1 | 6710.98 | 817.55 | 5486561.699
| b) Reinforcement cement concrete in slab of rafts/strip foundation, base slab of column and retaining walls, etc and other structural members not requiring form work(i.e horizontal shuttering) complete in all respect: Type B (Nominal Mix 1:1.5:3 ) | 1 | 3072 | 670.5 | 2059776
5 | Bitumen coating to plastered or cement concrete surface. 14 lbs per 100 Sft (6.35 Kg. per Sq.m) | 100 | 6537.28 | 1645.1 | 107544.7933
6 | Supply and erection PVC pipe for recessed wiring (main and sub-main) purpose, including bends, specials, etc. in floor, wall or trenches:- 80mm dia (3 inch) | 1 | 31.5 | 303.8 | 9569.7
7 | Providing and laying sub-base course of stone productof approved quality and grade, including placing, mixing, spreading and compaction of sub-base material torequired depth, camber, grade to achieve 100% maximum modified AASHO dry density, including carriage of all material to site of work except gravel and. aggregate. Crushed stone aggregate. | 100 | 300 | 10003.5 | 30010.5
8 | Providing and laying base course of crushed stone aggregate of approved quality and grade, and supply and spreading of stone screening, including placing, mixing,spreading and compaction of base course material to required depth, camber and grade to achieve 100% maximum modified AASHO dry density, including carriage of all materials to site of work except gravel and. aggregate. | 100 | 300 | 13527.4 | 40582.2
9 | Providing and laying road edging of 3" (75 mm) wide and | 1 | 60 | 64.2 | 3852
10 | Providing surface treatment of roads,including supply of bitumen and bajri/crushed stone aggregate of approved quality,including cleaning of road surface,heating,spraying bitumen,spreading bajri and rollingetc.complete including carriageof all material stosite of work excep tbajjri/crushed stone aggregate for which supplywithin 3miles(5.0km)isincluded in the rate.
a | 1st coat 35 lbs. bitumen, and 4 Cft. bajri of nominal size 1" (25 mm) per 100 sq. feet or 1.72 Kg bitumen and 0.017 cu.metre bajri per square metre.. | 100 | 600 | 4549.95 | 27299.7
b | 2nd coat 18 lbs. bitumen, and 2 Cft. bajri of nominal size ½" (13 mm) per %sft or 1.23 Kg bitumen and 0.008 cu. metre bajri per sq.metre. | 100 | 600 | 2639.45 | 15836.7
c | 3rd coat 14 lbs. bitumen, and 1.5 Cft. bajri of nominal size ¼" (6 mm) per %sft or 0.69 Kg bitumen and 0.005 cubic metre bajjri per sq.metre. | 100 | 600 | 1960.75 | 11764.5
11 | Dismantling and removing road pavement, etc.,including screening and stacking of byproducts upto one chain lead (30 metre). | 100 | 600 | 4017.8 | 24106.8
12 | Barrow pit excavation undressed lead up to 100 ft in ordinary soil. | 1000 | 4000 | 10533.6 | 42134.4
13 | Rehandling of earthwork:Upto a lead of 50 ft. (15 m). | 1000 | 30880 | 5266.8 | 162638.784
14 | Carriage of 100 Cf t. (2.83 cu.m) of all materials like stone aggregate, spawl, kankar lime (unslaked), surkhi , etc. or 150 Cf t. (4.25 cu.m) timber, by truck or by any othermeans owned by the contractor from Sakhi Sarwar Quarry to site 275 Km including first 11KM hilly area.
i | PCC 1:4:8 | 100 | 737.28 | 14042.6 | 103533.2813
ii | RCC 1:1.5:3 | 100 | 8217.7032 | 14042.6 | 1153979.1896
iii | Base | 100 | 366 | 14042.6 | 51395.916
iii | T.S.T | 100 | 45 | 14042.6 | 6319.17
Total Cost |  |  |  |  | 18894584.8981
vii. Pump House No: 5 (D-2 Drain at RD 0+100)
1 | Excavation in foundation of building, bridges and other structures, including dagbelling, dressing, refilling around structure with excavated earth, watering and ramming lead up to one chain and lift upto 5 ft. In ordinary soil (above 5 ft depth) | 1000 | 25000.7506 | 12735.6 | 318399.5591
2 | Extra for slush or Daldal including dewatering. | 1000 | 25000.7506 | 12038.4 | 300969.0358
Cement concrete plain including, placing, compacting, finishing and curing complete (including screening and washing of stones aggregate)
3 | a) Nominal mix ratio 1:4:8 | 100 | 733.6677 | 34694.3 | 254540.8815
4 | b) Nominal mix ratio 1:2:4 | 100 | 432.536 | 47135.9 | 203879.7364
5 | Providing and fabrication of mild steel reinforcement for cement concrete, including cutting , bending, laying in position, making joints and fastening, including cost of binding wire and labour charges for binding of steel reinforcement (also includes removal of rust from bars).Deformed Bars (Grade 60) | 100 | 40723.1332 | 30376.9 | 12370425.4414
| Providing and laying reinforced cement concrete (including prestressed concrete), using Sulphate resisting cement; coarse sand and screened graded and washed aggregate, in required shape and design, including forms, moulds, shuttering, lifting, compacting, curing, rendering and finishing exposed surface, complete 2) Plastering done under soffit of R.C.C. (but excluding the cost of steel reinforcement, its fabrication and placing in position etc.) |  |  | 0
6 | a) Reinforced cement concrete in roof slab, beams, columns lintels, girders and other structural members laid in situ or precast laid in position, or prestressed members cast in situ, complete in all respects. Type B (nominal mix 1:1.5:3) | 1 | 5753.3425 | 817.55 | 4703645.1609
7 | b) Reinforcement cement concrete in slab of rafts/strip foundation, base slab of column and retaining walls, etc and other structural members not requiring form work(i.e horizontal shuttering) complete in all respect: Type B (Nominal Mix 1:1.5:3 ) | 1 | 3296.2426 | 670.5 | 2210130.6968
8 | Bitumen coating to plastered or cement concrete surface. 14 lbs per 100 Sft (6.35 Kg. per Sq.m) | 100 | 3466.0362 | 1645.1 | 57019.7615
9 | Single layer of tiles 9"x4½"x1½" (225x113x40 mm) laid over 4"(100 mm) earth and 1" (25 mm) mud plaster without Bhoosa, grouted with cement sand 1:3 on top of RCC roof slab, provided with 34 lbs. per %Sft. or 1.72 Kg/Sq.m bitumen coating sand blinded. | 100 | 648.7825 | 13179.6 | 85506.9384
10 | Providing and laying polythene sheet under floor or roof complete 500 gauge. | 1 | 648.7825 | 11 | 7136.6075
11 | Providing, laying, cutting, jointing, testing and disinfecting PVC/ uPVC pipe line with `B' Class working pressure complete in all respects:- 4" i/d (100 mm) | 1 | 46 | 514.9 | 23685.4
12 | Providing and installing P.V.C. bends, of B.S.S.b) 4" i/d (100 mm) | 1 | 4 | 849.7 | 3398.8
13 | Making top khurra on roof 2' x 2' x 6". | 1 | 4 | 1159.65 | 4638.6
14 | Providing and fixing windows consisting of M.S. box section frame 2"x1½", (50x40mm) leaves frame 1½"x1" (40x25mm) box section frame for glazing 3/8"x3/8" (10x10mm) using 16 SWG sheet 'U' shaped rubber supported with 1"x1/8" (25x3mm) M.S. flat for fixing 3/16" (5 mm) thick glass panes M.S. box section ½"x½" (13x13mm) of 16 SWG for fixing 24 SWG wire gauze on outer side by means of ¾"x1/8" (20x3mm) M.S. flat and screws including grill of M.S. flat ½"x1/8" (13x3mm) or ¼"x¼" (6x6mm) square bar with independent frame of ½"x½" (13x13mm) box section of 16 SWG i/c all C.P. fitting and painting 3 coats complete in all respect. | 1 | 271.92 | 2180.7 | 592975.944
15 | Making and fixing steel grated door with 1/16" thick 1.5mm) sheeting, including angle iron frame 2"x2"x3/8" (50x50x10 mm) and ¾" (20 mm) square bars 4" (100 mm) | 1 | 176 | 2767 | 486992
16 | Distempering:- 2 coats | 100 | 2528.601 | 1212.35 | 30655.4942
17 | Providing and applying weather shield paint of approved quality on external surface of building including preparation of surface, application of primer complete in all respect: | 100 | 2362.251 | 7379.1 | 174312.8635
18 | Preparing surface and painting of doors and windows any type (including edges):- | 100 | 168 | 3052.4 | 5128.032
19 | Providing and fixing 1¼x1¼"x3/16" (31x31x5 mm) angle" iron step, in manhole chambers, including carriage and setting the same in work to correct lines and levels. | 1 | 28 | 680.75 | 19061
21 | Providing and fixing trash rack as per drawing | 1 | 184 | 603 | 110952
22 | Providing and layingTuff Pavers, having 7000PSI ,crushing strength of approved manufa cturer, over2"to3" sand cushion i/c grouting withsand in joints i/c finishing to require slope . complete in all respect. (50% Grey / 50% Coloured) 60-mm thick | 1 | 1417.6664 | 205.4 | 291188.6786
23 | Providing & laying graded bajri ½" to 2" gauge on level (including carriage). | 100 | 272.49 | 18017.6 | 49096.1582
24 | 1½"(40 mm) thick mosaic flooring, consisting of ½ " mosaic topping of one part of cement and marble powder in the ratio of 3:1 and two parts of marble chips, laid over 1"(25 mm) thick floor of 1:2:4 cement concrete, including rubbing and polishing complete with finishing :-using grey cement | 100 | 648.7825 | 29658.5 | 192419.1578
25 | Mosaic dado or skirting with one part of cement and marble powder in the ratio of 3:1 and two parts of marble chips, laid over ½"(13 mm) thick cement plaster 1:3, including rubbing and polishing, complete with finishing:(a) using grey cement: i) 1/2"(13 mm) thick | 100 | 53.42 | 19146.85 | 10228.2473
26 | Providing and fixing marble strip of any shade for dividing the mosaic flooring into panels(a) Size 1½" x 3/8" (40 x 10 mm) | 1 | 389.75 | 39.6 | 15434.1
27 | Providing and embedding 10"(250mm) wide PVC water stopper in expansion joints of RCC structures (Retaining walls, water tanks, Slabs) complete in all respect. 10mm thick | 1 | 173.29 | 809.4 | 140260.926
28 | Supply and erection of PVC pipe for wiring recessed in walls, including inspection boxes, pull boxes, hooks, cutting jharries and repairing surface, etc. complete with all specials.
| a) 20mm (3/4") i/d. | 1 | 100 | 112.25 | 11225
| b) 25 mm (1") i/d | 1 | 100 | 133.6 | 13360
29 | Supply and erection of single core PVC insulated copper conductor cables, in prepaid P.V.C. pile/M.S. conduit/G.I. pipe/wooden strip batten/wooden casing and caping/G.I. wire/trenches (rate for cables only) (a) 250/440 volts, P.V.C. insulated.
| a) 3/0.74mm (3/0.029"). | 1 | 250 | 35.7 | 8925
| b) 7/0.74mm (7/0.029"). | 1 | 200 | 56.3 | 11260
30 | Supply and connection of M.S. sheet box of 16 SWG, 10 cm (4") deep with 4.75 mm thick (3/16") bakelite sheet top, for recessed wiring, including making holes for regulators switches, plugs etc.
| b) 17.5 x 10 cm (7" x 4"). | 1 | 3 | 522.75 | 1568.25
31 | Supply and erection of switches 5 amp. Piano Type. | 1 | 20 | 102.7 | 2054
32 | Supply and erection of backlite button holder shade, large size. | 1 | 5 | 178.75 | 893.75
33 | Supply and erection of ceiling rose, bakelite. | 1 | 5 | 96.3 | 481.5
34 | Suppling,Installation and comissioning of MCB (Miniature Circuit Breaker) of specified rating made of LEGRAND FRANCE/ GE U.S.A / SCHNEIDER GERMANY /SIEMEN GERMAN/TERASAKI JAPAN/ ABB SWITZERLAND in prelaid DBs and Panels i/c the cost of screwes,necessary wire completb) Double Pole(iii) 6-63 Amp (10 KA) | 1 | 1 | 5616.25 | 5616.25
35 | Suppling,Installation and comissioning of MCB (Miniature Circuit Breaker) of specified rating made of LEGRAND FRANCE/ GE U.S.A / SCHNEIDER GERMANY /SIEMEN GERMAN/TERASAKI JAPAN/ ABB SWITZERLAND in prelaid DBs and Panels i/c the cost of screwes,necessary wire complet Single Pole(iii) 6-63 Amp (10 KA) | 1 | 2 | 1453.75 | 2907.5
36 | Providing and fixing Pakistan Energy Label NEECA approved Copper winded wall bracket Fan i/c the cost of necessary cable and hardware for connection as approved and directed by Engineer Incharge.ii) 24" Sweep dia | 1 | 4 | 11398.45 | 45593.8
37 | Supply and erection of tube light, including rod, choke, starter with frame, flexible wire, including connection from ceiling rose, etc., complete ii)single rod (40 watts) with one choke and one starter. | 1 | 5 | 1995.3 | 9976.5
Lining Portion
38 | Barrow pit excavation undressed lead up to 100 ft in ordinary soil. | 1000 | 10698.49 | 10533.6 | 112693.6143
39 | Compaction of earth work with power Road Roller, i.c ploughing mixing, moistening earth to optimum moisture content in layer etc; complete 90 % maximum modified AASHO dry denisty | 1000 | 10698.49 | 1437.5 | 15379.0794
40 | Earthwork excavation in irrigation channels, drains, etc. to designed section, grades and profiles, excavated material disposed off undressed within 50 ft. (15 m) lead:- ordinary Soil | 1000 | 4319.855 | 5033.7 | 21744.8541
Cement plaster 1.5" (40 mm) thick ratio 1:6:-
41 | a) In bed | 100 | 700 | 6512.05 | 45584.35
42 | b) On slope | 100 | 1168 | 7363.45 | 86005.096
Cement concrete lining, using washed screened and graded stone aggregate:-
43 | a) In bed, ratio 1:2:4 | 100 | 239.75 | 49016.9 | 117518.0177
44 | b) On slope, ratio 1:2:4 | 100 | 400.04 | 51301.8 | 205227.7207
45 | Providing and placing cement, sand and bituminous joint sealant in ratio 1:2:3, 1/2" wide, 1" deep. | 1 | 186.8 | 17.3 | 3231.64
46 | Bitumen coating to plastered or cement concrete surface:- 10 lbs. per 100 Sft. | 100 | 93.4 | 1539.8 | 1438.1732
Stone Pitching Work
47 | Earthwork in excavation of drains in irrigation channels through excavater / draglines in all kind of soil and conditions | 1000 | 6208.72 | 4640.7 | 28812.8069
48 | Providing and laying stone pitching/filling, dry hand packed, as filling behind retaining walls or in pitching and aprons as per drawing. (excuding carriage) | 100 | 6208.72 | 6849 | 425235.2328
49 | Formation dressing and preparing subgrade, on slope | 100 | 2589.8832 | 2265.1 | 58663.4444
50 | Formation dressing and preparing subgrade, in bed. | 100 | 524.66 | 1660.5 | 8711.9793
51 | Providing & laying graded bajri ⅛" to ½"gauge on slope (including carriage). | 100 | 854.71 | 18564.1 | 158669.2191
52 | Providing & laying graded bajri ½" to 2" gauge on slope (including carriage). | 100 | 854.71 | 18564.1 | 158669.2191
53 | Providing & laying graded bajri ⅛" to ½"gauge on level (including carriage). | 100 | 173.14 | 18017.6 | 31195.6726
54 | Providing & laying graded bajri ½" to 2" gauge on level (including carriage). | 100 | 173.14 | 18017.6 | 31195.6726
55 | Providing and laying stone pitching for top layer only on slope (excuding carriage) | 100 | 2590.02 | 11511 | 298137.2022
56 | Providing and laying stone pitching for top layer only on level (excuding carriage) | 100 | 173.14 | 10570.5 | 18301.7637
57 | Carriage of 100 Cft of all material like stone aggregate, spawl, kankar, lime (unsoaked) surkhi etc by truck or by any other means owned by the contractor, lead 275Km.(From Sakhi Sarwar) | 100 | 20947.1834 | 14042.6 | 2941529.1792
Total Cost |  |  |  |  | 27543886.7083
viii. Inlets
1 | Excavation in foundation of building, bridges, and other structures, including dag belling, dressing refilling around structure with excavated earth, watering and ramming lead upto one chain (30m)and lift upto 5' (1.5 m) (b) in ordinary soil.By Manual | 1000 | 12209.0005 | 15824.15 | 193197.0553
2 | Cement concrete plain including, placing, compacting, finishing and curing complete (including screening and washing of stones aggregate) |  |  | 0
| a) Nominal mix ratio 1:4:8 | 100 | 1730.8731 | 34694.3 | 600514.3059
| b) Nominal mix ratio 1:2:4 | 100 | 180.3656 | 47135.9 | 85016.9606
3 | Pacca brick work other than buildings upto 10 feet height. Cement sand mortar ratio 1:4 | 100 | 2798.8875 | 35727 | 999958.5371
4 | Providing and laying reinforced cement concrete (including prestressed concrete), using Sulphate resisting cement; coarse sand and screened graded and washed aggregate, in required shape and design, including forms, moulds, shuttering, lifting, compacting, curing, rendering and finishing exposed surface, complete 2) Plastering done under soffit of R.C.C. (but excluding the cost of steel reinforcement, its fabrication and placing in position etc.)
| a) Reinforced cement concrete in roof slab, beams, columns lintels, girders and other structural members laid in situ or precast laid in position, or prestressed members cast in situ, complete in all respects. Type B (nominal mix 1:1.5:3) | 1 | 2314.125 | 817.55 | 1891912.8937
| b) Reinforcement cement concrete in slab of rafts/strip foundation, base slab of column and retaining walls, etc and other structural members not requiring form work(i.e horizontal shuttering) complete in all respect: Type B (Nominal Mix 1:1.5:3 ) | 1 | 796.5 | 670.5 | 534053.25
5 | Providing and Fabrication of mild steel reinforcement for cement concrete, including cutting, bending, laying in position, making joints and fastenings, including cost of binding wire and labour charges for binding of steel reinforcement (also includes removal of rust from bars):- Deformed bars (Grade-60). | 100 | 9331.875 | 30376.9 | 2834734.3369
6 | Providing and laying dry, hand packed stone apron as per drawing | 100 | 2649.9022 | 6849 | 181491.8017
14 | Rehandling of earthwork:Upto a lead of 50 ft. (15 m). | 1000 | 4720 | 5266.8 | 24859.296
15 | Carriage of 100 Cf t. (2.83 cu.m) of all materials like stone aggregate, spawl, kankar lime (unslaked), surkhi , etc. or 150 Cf t. (4.25 cu.m) timber, by truck or by any othermeans owned by the contractor from Sakhi Sarwar Quarry to site 275 Km including first 11KM hilly area.
i | PCC 1:4:8 | 100 | 1661.6382 | 14042.6 | 233337.2025
i | PCC 1:2:4 | 100 | 158.7217 | 14042.6 | 22288.6605
ii | RCC 1:1.5:3 | 100 | 2612.925 | 14042.6 | 366922.606
iii | Dry Hand Pack Stone | 100 | 3577.368 | 14042.6 | 502355.4746
Total Cost |  |  |  |  | 8470642.3808
Total Cost for Section 9 (D-2 Drain) |  |  |  |  | 92113523.1193
10. D-3 Drain (RD 0+000 to 12+524) |  |  |  |  | 93766767.5142 | 0.19537 | 93766767.7096
i. Earthwork
1 | Earthwork excavation in irrigation channels, drains, etc. to designed section, grades and profiles, excavated material disposed off and dressed within 50 ft. (15 m) lead:- (In Banks) | 1000 | 1671902.14 | 4640.7 | 7758796.2611
2 | Dressing and levelling of earthwork to designed section etc complete in ii) ordinary or hard soil soil | 1000 | 1638852.06 | 940.9 | 1541995.9033
3 | Transportation of earth all types when the total distance, including the lead covered in the item of work , is more than 1000 ft.
| a) 500 ft | 1000 | 10467.5 | 1073.2 | 11233.721
| b) 750 ft | 1000 | 23965 | 1743.95 | 41793.7617
| c) 1000 ft | 1000 | 5747.5 | 2414.7 | 13878.4882
4 | Borrowpit excavation undressed lead upto 100 ft (30 metre) in a) ordinary soil with | 1000
| a) 1 mile | 1000 | 159193.8 | 18092.2 | 2880166.0684
7 | Providing and erection at site of work:- iii) R.C.C. boundary pillar. (Complete in all respect including transportation, Cement concrete foundation, fixing, painting and lettering etc) | 1 | 130 | 1326.2 | 172406
ii. Data Board:
1 | Excavation in foundation of building bridges and other structures including dagbelling, dressing, refilling around structure with excavated earth, watering and ramming lead upto one chain and lift upto 5 ft. in ordinary soil | 1000 | 98 | 15824.15 | 1550.7667
2 | Cement concrete plain including, placing, compacting, finishing and curing complete (including screening and washing of stones aggregate) |  |  | 0 | 0
| a) Nominal mix ratio 1:4:8 | 100 | 24.5 | 34694.3 | 8500.1035
3 | Pacca brick work in foundation and plinth in cement sand mortar ratio 1:6. | 100 | 97.5 | 32675.95 | 31859.0513
4 | Providing and laying damp proof course of cement 1:2:4 (using cement, sand and shingle), including bitumen coating with with 2 coats of bitumen: 1½" thick (40 mm). | 100 | 39 | 11851.7 | 4622.163
5 | Pacca brick work other than building upto 10 ft. height in cement sand mortor ratio 1:3 | 100 | 81.7031 | 37620.6 | 30737.2058
6 | Cement plaster 1:4 upto 20 ft. height, 3/8" thick | 100 | 230.65 | 4334.75 | 9998.1009
7 | Providing and applying weather shield paint of approved quality on external surface of building including preparation of surface, application of primer complete in all respect white. | 100 | 230.65 | 7379.1 | 17019.8941
8 | Writing letter or figures per letter per inch height | 1 | 500 | 30.5 | 15250
9 | Carriage of 100 Cf t. (2.83 cu.m) of all materials like stone aggregate, spawl, kankar lime (unslaked), surkhi , etc. or 150 Cf t. (4.25 cu.m) timber, by truck or by any othermeans owned by the contractor from Sakhi Sarwar Quarry to site 275 Km including first 11KM hilly area.
| DPC | 100 | 4.29 | 14042.6 | 602.4275
iii. RD Marks:
1 | Precast reinfoced cement concrete type "C" 1:2:4. | 1 | 22.36 | 546.95 | 12229.802
2 | Fabrication of mild steel reinforcement for cement concrete including cutting bending laying in position etc. complete in all respect. (deformed bars) Grade 40 | 100 | 51.09 | 30006.1 | 15330.1165
3 | Carriage of consignment job upto 5 KMs Average | 1 | 13 | 115.4 | 1500.2
4 | Placing boundary pillars in position, including digging pits. | 1 | 13 | 141.9 | 1844.7
5 | Preparing surface and painting with emulation paint 3 coat. | 100 | 45.5 | 4307.55 | 1959.9352
6 | Writing letter or firgures per letter per inch height (three figure each side). | 1 | 130 | 30.5 | 3965
7 | Carriage of 100 Cf t. (2.83 cu.m) of all materials like stone aggregate, spawl, kankar lime (unslaked), surkhi , etc. or 150 Cf t. (4.25 cu.m) timber, by truck or by any othermeans owned by the contractor from Sakhi Sarwar Quarry to site 275 Km including first 11KM hilly area.
ii | PCC 1:2:4 | 100 | 19.6768 | 14042.6 | 2763.1343
Total Cost |  |  |  |  | 12580002.8046
iv. Water Course
1 | Excavation in foundation of building, bridges and other structures, including dagbelling, dressing, refilling around structure with excavated earth, watering and ramming lead up to one chain and lift upto 5 ft. In ordinary soil (above 5 ft depth) | 1000 | 15395.3007 | 12735.6 | 196068.3916
2 | Extra for slush or Daldal including dewatering. | 1000 | 15395.3007 | 12038.4 | 185334.7879
3 | Cement concrete plain including, placing, compacting, finishing and curing complete (including screening and washing of stones aggregate) |  |  | 0
| a) Nominal mix ratio 1:4:8 | 100 | 1785.025 | 34694.3 | 619301.9286
| b) Nominal mix ratio 1:2:4 | 100 | 238 | 47135.9 | 112183.442
4 | Providing and fabrication of mild steel reinforcement for cement concrete, including cutting , bending, laying in position, making joints and fastening, including cost of binding wire and labour charges for binding of steel reinforcement(also includes removal of rust from bars). Deformed Bars (Grade 60) | 100 | 45010.3261 | 30376.9 | 13672741.7643
5 | Providing and laying reinforced cement concrete (including prestressed concrete), using Sulphate resisting cement; coarse sand and screened graded and washed aggregate, in required shape and design, including forms, moulds, shuttering, lifting, compacting, curing, rendering and finishing exposed surface, complete 2) Plastering done under soffit of R.C.C. (but excluding the cost of steel reinforcement, its fabrication and placing in position etc.)
| a) Reinforced cement concrete in roof slab, beams, columns lintels, girders and other structural members laid in situ or precast laid in position, or prestressed members cast in situ, complete in all respects. Type B (nominal mix 1:1.5:3) | 1 | 9694.237 | 817.55 | 7925523.5002
| b) Reinforcement cement concrete in slab of rafts/strip foundation, base slab of column and retaining walls, etc and other structural members not requiring form work(i.e horizontal shuttering) complete in all respect: Type B (Nominal Mix 1:1.5:3 ) | 1 | 5309.205 | 670.5 | 3559821.9525
6 | Bitumen coating to plastered or cement concrete surface. 14 lbs per 100 Sft (6.35 Kg. per Sq.m) | 100 | 5822.7498 | 1645.1 | 95790.057
7 | Pacca brick work other than buildings upto 10 feet height. Cement sand mortar ratio 1:4 | 100 | 560 | 35727 | 200071.2
8 | Providing and embedding 10"(250mm) wide PVC water stopper in expansion joints of RCC structures (Retaining walls, water tanks, Slabs) complete in all respect. 10mm thick | 1 | 1373.78 | 809.4 | 1111937.532
9 | Providing and placing poly sulphide joint sealent 1" wide and 1" deep. | 1 | 470 | 1381 | 649070
10 | Rehandling of earthwork:Upto a lead of 50 ft. (15 m). | 1000 | 28000 | 5266.8 | 147470.4
11 | Carriage of 100 Cf t. (2.83 cu.m) of all materials like stone aggregate, spawl, kankar lime (unslaked), surkhi , etc. or 150 Cf t. (4.25 cu.m) timber, by truck or by any othermeans owned by the contractor from Sakhi Sarwar Quarry to site 275 Km including first 11KM hilly area.
i | PCC 1:4:8 | 100 | 1713.624 | 14042.6 | 240637.3638
ii | PCC 1:2:4 | 100 | 209.44 | 14042.6 | 29410.8214
iii | RCC 1.1.5.3 | 100 | 12602.8913 | 14042.6 | 1769773.6168
Total Cost: |  |  |  |  | 30515136.7581
v. Culverts
1 | Excavation in foundation of building, bridges and other structures, including dagbelling, dressing, refilling around structure with excavated earth, watering and ramming lead up to one chain and lift upto 5 ft. In ordinary soil (above 5 ft depth) | 1000 | 21204.3273 | 12735.6 | 270049.8307
2 | Cement concrete plain including, placing, compacting, finishing and curing complete (including screening and washing of stones aggregate) |  |  | 0
| a) Nominal mix ratio 1:4:8 | 100 | 564.5 | 34694.3 | 195849.3235
3 | Providing and fabrication of mild steel reinforcement for cement concrete, including cutting , bending, laying in position, making joints and fastening, including cost of binding wire and labour charges for binding of steel reinforcement(also includes removal of rust from bars). Deformed Bars (Grade 60) | 100 | 22179.1235 | 30376.9 | 6737330.1754
4 | Providing and laying reinforced cement concrete (including prestressed concrete), using Sulphate resisting cement; coarse sand and screened graded and washed aggregate, in required shape and design, including forms, moulds, shuttering, lifting, compacting, curing, rendering and finishing exposed surface, complete 2) Plastering done under soffit of R.C.C. (but excluding the cost of steel reinforcement, its fabrication and placing in position etc.)
| a) Reinforced cement concrete in roof slab, beams, columns lintels, girders and other structural members laid in situ or precast laid in position, or prestressed members cast in situ, complete in all respects. Type B (nominal mix 1:1.5:3) | 1 | 5135.0412 | 817.55 | 4198152.9138
| b) Reinforcement cement concrete in slab of rafts/strip foundation, base slab of column and retaining walls, etc and other structural members not requiring form work(i.e horizontal shuttering) complete in all respect: Type B (Nominal Mix 1:1.5:3 ) | 1 | 2258 | 670.5 | 1513989
5 | Bitumen coating to plastered or cement concrete surface. 14 lbs per 100 Sft (6.35 Kg. per Sq.m) | 100 | 4909.2812 | 1645.1 | 80762.5846
6 | Supply and erection PVC pipe for recessed wiring (main and sub-main) purpose, including bends, specials, etc. in floor, wall or trenches:- 80mm dia (3 inch) | 1 | 22.5 | 303.8 | 6835.5
7 | Providing and laying sub-base course of stone productof approved quality and grade, including placing, mixing, spreading and compaction of sub-base material torequired depth, camber, grade to achieve 100% maximum modified AASHO dry density, including carriage of all material to site of work except gravel and. aggregate. Crushed stone aggregate. | 100 | 350 | 10003.5 | 35012.25
8 | Providing and laying base course of crushed stone aggregate of approved quality and grade, and supply and spreading of stone screening, including placing, mixing,spreading and compaction of base course material to required depth, camber and grade to achieve 100% maximum modified AASHO dry density, including carriage of all materials to site of work except gravel and. aggregate. | 100 | 350 | 13527.4 | 47345.9
9 | Providing and laying road edging of 3" (75 mm) wide and | 1 | 100 | 64.2 | 6420
10 | Providing surface treatment of roads,including supply of bitumen and bajri/crushed stone aggregate of approved quality,including cleaning of road surface,heating,spraying bitumen,spreading bajri and rollingetc.complete including carriageof all material stosite of work excep tbajjri/crushed stone aggregate for which supplywithin 3miles(5.0km)isincluded in the rate.
a | 1st coat 35 lbs. bitumen, and 4 Cft. bajri of nominal size 1" (25 mm) per 100 sq. feet or 1.72 Kg bitumen and 0.017 cu.metre bajri per square metre.. | 100 | 700 | 4549.95 | 31849.65
b | 2nd coat 18 lbs. bitumen, and 2 Cft. bajri of nominal size ½" (13 mm) per %sft or 1.23 Kg bitumen and 0.008 cu. metre bajri per sq.metre. | 100 | 700 | 2639.45 | 18476.15
c | 3rd coat 14 lbs. bitumen, and 1.5 Cft. bajri of nominal size ¼" (6 mm) per %sft or 0.69 Kg bitumen and 0.005 cubic metre bajjri per sq.metre. | 100 | 700 | 1960.75 | 13725.25
11 | Dismantling and removing road pavement, etc.,including screening and stacking of byproducts upto one chain lead (30 metre). | 100 | 600 | 4017.8 | 24106.8
12 | Barrow pit excavation undressed lead up to 100 ft in ordinary soil. | 1000 | 6400 | 10533.6 | 67415.04
13 | Rehandling of earthwork:Upto a lead of 50 ft. (15 m). | 1000 | 24812.8 | 5266.8 | 130684.055
14 | Carriage of 100 Cf t. (2.83 cu.m) of all materials like stone aggregate, spawl, kankar lime (unslaked), surkhi , etc. or 150 Cf t. (4.25 cu.m) timber, by truck or by any othermeans owned by the contractor from Sakhi Sarwar Quarry to site 275 Km including first 11KM hilly area.
i | PCC 1:4:8 | 100 | 541.92 | 14042.6 | 76099.6579
ii | RCC 1:1.5:3 | 100 | 6210.1546 | 14042.6 | 872067.1682
iii | Base | 100 | 427 | 14042.6 | 59961.902
iii | T.S.T | 100 | 52.5 | 14042.6 | 7372.365
Total Cost |  |  |  |  | 14393505.5162
vi. Pump House No: 6 (D-3 Drain at RD 0+100)
1 | Excavation in foundation of building, bridges and other structures, including dagbelling, dressing, refilling around structure with excavated earth, watering and ramming lead up to one chain and lift upto 5 ft. In ordinary soil (above 5 ft depth) | 1000 | 21403.7907 | 12735.6 | 272590.1169
2 | Extra for slush or Daldal including dewatering. | 1000 | 21403.7907 | 12038.4 | 257667.394
Cement concrete plain including, placing, compacting, finishing and curing complete (including screening and washing of stones aggregate)
3 | a) Nominal mix ratio 1:4:8 | 100 | 736.1262 | 34694.3 | 255393.8409
4 | b) Nominal mix ratio 1:2:4 | 100 | 432.536 | 47135.9 | 203879.7364
5 | Providing and fabrication of mild steel reinforcement for cement concrete, including cutting , bending, laying in position, making joints and fastening, including cost of binding wire and labour charges for binding of steel reinforcement (also includes removal of rust from bars).Deformed Bars (Grade 60) | 100 | 40760.5282 | 30376.9 | 12381784.8832
| Providing and laying reinforced cement concrete (including prestressed concrete), using Sulphate resisting cement; coarse sand and screened graded and washed aggregate, in required shape and design, including forms, moulds, shuttering, lifting, compacting, curing, rendering and finishing exposed surface, complete 2) Plastering done under soffit of R.C.C. (but excluding the cost of steel reinforcement, its fabrication and placing in position etc.) |  |  | 0
6 | a) Reinforced cement concrete in roof slab, beams, columns lintels, girders and other structural members laid in situ or precast laid in position, or prestressed members cast in situ, complete in all respects. Type B (nominal mix 1:1.5:3) | 1 | 5794.4625 | 817.55 | 4737262.8169
7 | b) Reinforcement cement concrete in slab of rafts/strip foundation, base slab of column and retaining walls, etc and other structural members not requiring form work(i.e horizontal shuttering) complete in all respect: Type B (Nominal Mix 1:1.5:3 ) | 1 | 3263.4326 | 670.5 | 2188131.5918
8 | Bitumen coating to plastered or cement concrete surface. 14 lbs per 100 Sft (6.35 Kg. per Sq.m) | 100 | 3489.5022 | 1645.1 | 57405.8007
9 | Single layer of tiles 9"x4½"x1½" (225x113x40 mm) laid over 4"(100 mm) earth and 1" (25 mm) mud plaster without Bhoosa, grouted with cement sand 1:3 on top of RCC roof slab, provided with 34 lbs. per %Sft. or 1.72 Kg/Sq.m bitumen coating sand blinded. | 100 | 648.7825 | 13179.6 | 85506.9384
10 | Providing and laying polythene sheet under floor or roof complete 500 gauge. | 1 | 648.7825 | 11 | 7136.6075
11 | Providing, laying, cutting, jointing, testing and disinfecting PVC/ uPVC pipe line with `B' Class working pressure complete in all respects:- 4" i/d (100 mm) | 1 | 46 | 514.9 | 23685.4
12 | Providing and installing P.V.C. bends, of B.S.S.b) 4" i/d | 1 | 4 | 849.7 | 3398.8
13 | Making top khurra on roof 2' x 2' x 6". | 1 | 4 | 1159.65 | 4638.6
14 | Providing and fixing windows consisting of M.S. box section frame 2"x1½", (50x40mm) leaves frame 1½"x1" (40x25mm) box section frame for glazing 3/8"x3/8" (10x10mm) using 16 SWG sheet 'U' shaped rubber supported with 1"x1/8" (25x3mm) M.S. flat for fixing 3/16" (5 mm) thick glass panes M.S. box section ½"x½" (13x13mm) of 16 SWG for fixing 24 SWG wire gauze on outer side by means of ¾"x1/8" (20x3mm) M.S. flat and screws including grill of M.S. flat ½"x1/8" (13x3mm) or ¼"x¼" (6x6mm) square bar with independent frame of ½"x½" (13x13mm) box section of 16 SWG i/c all C.P. fitting and painting 3 coats complete in all respect. | 1 | 271.92 | 2180.7 | 592975.944
15 | Making and fixing steel grated door with 1/16" thick 1.5mm) sheeting, including angle iron frame 2"x2"x3/8" (50x50x10 mm) and ¾" (20 mm) square bars 4" (100 mm) | 1 | 176 | 2767 | 486992
16 | Distempering:- 2 coats | 100 | 2528.601 | 1212.35 | 30655.4942
17 | Providing and applying weather shield paint of approved quality on external surface of building including preparation of surface, application of primer complete in all respect: | 100 | 2362.251 | 7379.1 | 174312.8635
18 | Preparing surface and painting of doors and windows any type (including edges):- | 100 | 168 | 3052.4 | 5128.032
19 | Providing and fixing 1¼x1¼"x3/16" (31x31x5 mm) angle" iron step, in manhole chambers, including carriage and setting the same in work to correct lines and levels. | 1 | 28 | 680.75 | 19061
21 | Providing and fixing trash rack as per drawing | 1 | 184 | 603 | 110952
22 | Providing and layingTuff Pavers, having 7000PSI ,crushing strength of approved manufa cturer, over2"to3" sand cushion i/c grouting withsand in joints i/c finishing to require slope . complete in all respect. (50% Grey / 50% Coloured) 60-mm thick | 1 | 1417.6664 | 205.4 | 291188.6786
23 | Providing & laying graded bajri ½" to 2" gauge on level (including carriage). | 100 | 272.49 | 18017.6 | 49096.1582
24 | 1½"(40 mm) thick mosaic flooring, consisting of ½ " mosaic topping of one part of cement and marble powder in the ratio of 3:1 and two parts of marble chips, laid over 1"(25 mm) thick floor of 1:2:4 cement concrete, including rubbing and polishing complete with finishing :-using grey cement | 100 | 648.7825 | 29658.5 | 192419.1578
25 | Mosaic dado or skirting with one part of cement and marble powder in the ratio of 3:1 and two parts of marble chips, laid over ½"(13 mm) thick cement plaster 1:3, including rubbing and polishing, complete with finishing:(a) using grey cement: i) 1/2"(13 mm) thick | 100 | 53.42 | 19146.85 | 10228.2473
26 | Providing and fixing marble strip of any shade for dividing the mosaic flooring into panels(a) Size 1½" x 3/8" (40 x 10 mm) | 1 | 389.75 | 39.6 | 15434.1
27 | Providing and embedding 10"(250mm) wide PVC water stopper in expansion joints of RCC structures (Retaining walls, water tanks, Slabs) complete in all respect. 10mm thick | 1 | 176.57 | 809.4 | 142915.758
28 | Supply and erection of PVC pipe for wiring recessed in walls, including inspection boxes, pull boxes, hooks, cutting jharries and repairing surface, etc. complete with all specials.
| a) 20mm (3/4") i/d. | 1 | 100 | 112.25 | 11225
| b) 25 mm (1") i/d | 1 | 100 | 133.6 | 13360
29 | Supply and erection of single core PVC insulated copper conductor cables, in prepaid P.V.C. pile/M.S. conduit/G.I. pipe/wooden strip batten/wooden casing and caping/G.I. wire/trenches (rate for cables only) (a) 250/440 volts, P.V.C. insulated.
| a) 3/0.74mm (3/0.029"). | 1 | 250 | 35.7 | 8925
| b) 7/0.74mm (7/0.029"). | 1 | 200 | 56.3 | 11260
30 | Supply and connection of M.S. sheet box of 16 SWG, 10 cm (4") deep with 4.75 mm thick (3/16") bakelite sheet top, for recessed wiring, including making holes for regulators switches, plugs etc.
| b) 17.5 x 10 cm (7" x 4"). | 1 | 3 | 522.75 | 1568.25
31 | Supply and erection of switches 5 amp. Piano Type. | 1 | 20 | 102.7 | 2054
32 | Supply and erection of backlite button holder shade, large size. | 1 | 5 | 178.75 | 893.75
33 | Supply and erection of ceiling rose, bakelite. | 1 | 5 | 96.3 | 481.5
34 | Suppling,Installation and comissioning of MCB (Miniature Circuit Breaker) of specified rating made of LEGRAND FRANCE/ GE U.S.A / SCHNEIDER GERMANY /SIEMEN GERMAN/TERASAKI JAPAN/ ABB SWITZERLAND in prelaid DBs and Panels i/c the cost of screwes,necessary wire completb) Double Pole(iii) 6-63 Amp (10 KA) | 1 | 1 | 5616.25 | 5616.25
35 | Suppling,Installation and comissioning of MCB (Miniature Circuit Breaker) of specified rating made of LEGRAND FRANCE/ GE U.S.A / SCHNEIDER GERMANY /SIEMEN GERMAN/TERASAKI JAPAN/ ABB SWITZERLAND in prelaid DBs and Panels i/c the cost of screwes,necessary wire complet Single Pole(iii) 6-63 Amp (10 KA) | 1 | 2 | 1453.75 | 2907.5
36 | Providing and fixing Pakistan Energy Label NEECA approved Copper winded wall bracket Fan i/c the cost of necessary cable and hardware for connection as approved and directed by Engineer Incharge.ii) 24" Sweep dia | 1 | 4 | 11398.45 | 45593.8
37 | Supply and erection of tube light, including rod, choke, starter with frame, flexible wire, including connection from ceiling rose, etc., complete ii)single rod (40 watts) with one choke and one starter. | 1 | 5 | 1995.3 | 9976.5
Lining Portion
38 | Barrow pit excavation undressed lead up to 100 ft in ordinary soil. | 1000 | 14034.925 | 10533.6 | 147838.286
39 | Compaction of earth work with power Road Roller, i.c ploughing mixing, moistening earth to optimum moisture content in layer etc; complete 90 % maximum modified AASHO dry denisty | 1000 | 14034.925 | 1437.5 | 20175.2047
40 | Earthwork excavation in irrigation channels, drains, etc. to designed section, grades and profiles, excavated material disposed off undressed within 50 ft. (15 m) lead:- ordinary Soil | 1000 | 4319.855 | 5033.7 | 21744.8541
Cement plaster 1.5" (40 mm) thick ratio 1:6:-
41 | a) In bed | 100 | 700 | 6512.05 | 45584.35
42 | b) On slope | 100 | 1168 | 7363.45 | 86005.096
Cement concrete lining, using washed screened and graded stone aggregate:-
43 | a) In bed, ratio 1:2:4 | 100 | 239.75 | 49016.9 | 117518.0177
44 | b) On slope, ratio 1:2:4 | 100 | 400.04 | 51301.8 | 205227.7207
45 | Providing and placing cement, sand and bituminous joint sealant in ratio 1:2:3, 1/2" wide, 1" deep. | 1 | 186.8 | 17.3 | 3231.64
46 | Bitumen coating to plastered or cement concrete surface:- 10 lbs. per 100 Sft. | 100 | 93.4 | 1539.8 | 1438.1732
Stone Pitching Work
47 | Earthwork in excavation of drains in irrigation channels through excavater / draglines in all kind of soil and conditions | 1000 | 6208.72 | 4640.7 | 28812.8069
48 | Providing and laying stone pitching/filling, dry hand packed, as filling behind retaining walls or in pitching and aprons as per drawing. (excuding carriage) | 100 | 6208.72 | 6849 | 425235.2328
49 | Formation dressing and preparing subgrade, on slope | 100 | 3457.1106 | 2265.1 | 78307.0122
50 | Formation dressing and preparing subgrade, in bed. | 100 | 524.66 | 1660.5 | 8711.9793
51 | Providing & laying graded bajri ⅛" to ½"gauge on slope (including carriage). | 100 | 1140.89 | 18564.1 | 211795.9605
52 | Providing & laying graded bajri ½" to 2" gauge on slope (including carriage). | 100 | 1140.89 | 18564.1 | 211795.9605
53 | Providing & laying graded bajri ⅛" to ½"gauge on level (including carriage). | 100 | 173.14 | 18017.6 | 31195.6726
54 | Providing & laying graded bajri ½" to 2" gauge on level (including carriage). | 100 | 173.14 | 18017.6 | 31195.6726
55 | Providing and laying stone pitching for top layer only on slope (excuding carriage) | 100 | 3457.25 | 11511 | 397964.0475
56 | Providing and laying stone pitching for top layer only on level (excuding carriage) | 100 | 173.14 | 10570.5 | 18301.7637
57 | Carriage of 100 Cft of all material like stone aggregate, spawl, kankar, lime (unsoaked) surkhi etc by truck or by any other means owned by the contractor, lead 275Km.(From Sakhi Sarwar) | 100 | 21997.2 | 14042.6 | 3088978.8047
Total Cost |  |  |  |  | 27894761.766
vii. Inlets
1 | Excavation in foundation of building, bridges, and other structures, including dag belling, dressing refilling around structure with excavated earth, watering and ramming lead upto one chain (30m)and lift upto 5' (1.5 m) (b) in ordinary soil.By Manual | 1000 | 11890.3253 | 15824.15 | 188154.2911
2 | Cement concrete plain including, placing, compacting, finishing and curing complete (including screening and washing of stones aggregate) |  |  | 0
| a) Nominal mix ratio 1:4:8 | 100 | 1730.8731 | 34694.3 | 600514.3059
| b) Nominal mix ratio 1:2:4 | 100 | 180.3656 | 47135.9 | 85016.9606
3 | Pacca brick work other than buildings upto 10 feet height. Cement sand mortar ratio 1:4 | 100 | 2798.8875 | 35727 | 999958.5371
4 | Providing and laying reinforced cement concrete (including prestressed concrete), using Sulphate resisting cement; coarse sand and screened graded and washed aggregate, in required shape and design, including forms, moulds, shuttering, lifting, compacting, curing, rendering and finishing exposed surface, complete 2) Plastering done under soffit of R.C.C. (but excluding the cost of steel reinforcement, its fabrication and placing in position etc.)
a) | a) Reinforced cement concrete in roof slab, beams, columns lintels, girders and other structural members laid in situ or precast laid in position, or prestressed members cast in situ, complete in all respects. Type B (nominal mix 1:1.5:3) | 1 | 2314.125 | 817.55 | 1891912.8937
b) | b) Reinforcement cement concrete in slab of rafts/strip foundation, base slab of column and retaining walls, etc and other structural members not requiring form work(i.e horizontal shuttering) complete in all respect: Type B (Nominal Mix 1:1.5:3 ) | 1 | 796.5 | 670.5 | 534053.25
5 | Providing and Fabrication of mild steel reinforcement for cement concrete, including cutting, bending, laying in position, making joints and fastenings, including cost of binding wire and labour charges for binding of steel reinforcement (also includes removal of rust from bars):- Deformed bars (Grade-60). | 100 | 9331.875 | 30376.9 | 2834734.3369
6 | Providing and laying dry, hand packed stone apron as per drawing | 100 | 2331.227 | 6849 | 159665.7372
14 | Rehandling of earthwork:Upto a lead of 50 ft. (15 m). | 1000 | 4720 | 5266.8 | 24859.296
15 | Carriage of 100 Cf t. (2.83 cu.m) of all materials like stone aggregate, spawl, kankar lime (unslaked), surkhi , etc. or 150 Cf t. (4.25 cu.m) timber, by truck or by any othermeans owned by the contractor from Sakhi Sarwar Quarry to site 275 Km including first 11KM hilly area.
i | PCC 1:4:8 | 100 | 1661.6382 | 14042.6 | 233337.2025
i | PCC 1:2:4 | 100 | 158.7217 | 14042.6 | 22288.6605
ii | RCC 1:1.5:3 | 100 | 2612.925 | 14042.6 | 366922.606
iii | Dry Hand Pack Stone | 100 | 3147.1565 | 14042.6 | 441942.5916
Total Cost |  |  |  |  | 8383360.6693
Total Cost for Section 10 (D-3 Drain) |  |  |  |  | 93766767.5142
11. 1-L of D-1 Drain (RD 0+000 to 2+697) |  |  |  |  | 21217048.381 | 4.9997e-05 | 21217048.381
i. Earthwork
1 | Earth Work in excavation of drains, irrigation channels through excavator/ drag lines in all kind of soil and conditions (dry, wet slush, daldal and under water ) including its disposal and preperation of working pad for operation of machinary. (rates includes 100ft lead) | 1000 | 307260.39 | 4640.7 | 1425903.2919
2 | Dressing and levelling of earthwork to designed section etc complete in ii) ordinary or hard soil soil | 1000 | 392780.145 | 940.9 | 369566.8384
3 | Transportation of earth all types when the total distance, including the lead covered in the item of work , is more than 1000 ft.
| c) 1000 ft | 1000 | 11732.79 | 2414.7 | 28331.168
3 | Borrowpit excavation undressed lead upto 100 ft (30 metre) in a) ordinary soil with | 1000
| a) 1000 ft | 1000 | 97969.465 | 12948.3 | 1268538.0237
4 | Providing and erection at site of work:- iii) R.C.C. boundary pillar. (Complete in all respect including transportation, Cement concrete foundation, fixing, painting and lettering etc) | 1 | 30 | 1326.2 | 39786
ii. Data Board:
1 | Excavation in foundation of building bridges and other structures including dagbelling, dressing, refilling around structure with excavated earth, watering and ramming lead upto one chain and lift upto 5 ft. in ordinary soil | 1000 | 98 | 15824.15 | 1550.7667
2 | Cement concrete plain including, placing, compacting, finishing and curing complete (including screening and washing of stones aggregate) |  |  | 0 | 0
| a) Nominal mix ratio 1:4:8 | 100 | 24.5 | 34694.3 | 8500.1035
3 | Pacca brick work in foundation and plinth in cement sand mortar ratio 1:6. | 100 | 97.5 | 32675.95 | 31859.0513
4 | Providing and laying damp proof course of cement 1:2:4 (using cement, sand and shingle), including bitumen coating with with 2 coats of bitumen: 1½" thick (40 mm). | 100 | 39 | 11851.7 | 4622.163
5 | Pacca brick work other than building upto 10 ft. height in cement sand mortor ratio 1:3 | 100 | 81.7031 | 37620.6 | 30737.2058
6 | Cement plaster 1:4 upto 20 ft. height, 3/8" thick | 100 | 230.65 | 4334.75 | 9998.1009
7 | Providing and applying weather shield paint of approved quality on external surface of building including preparation of surface, application of primer complete in all respect white. | 100 | 230.65 | 7379.1 | 17019.8941
8 | Writing letter or figures per letter per inch height | 1 | 500 | 30.5 | 15250
9 | Carriage of 100 Cf t. (2.83 cu.m) of all materials like stone aggregate, spawl, kankar lime (unslaked), surkhi , etc. or 150 Cf t. (4.25 cu.m) timber, by truck or by any othermeans owned by the contractor from Sakhi Sarwar Quarry to site 275 Km including first 11KM hilly area.
| DPC | 100 | 4.29 | 14042.6 | 602.4275
iii. RD Marks:
1 | Precast reinfoced cement concrete type "C" 1:2:4. | 1 | 5.16 | 546.95 | 2822.262
2 | Fabrication of mild steel reinforcement for cement concrete including cutting bending laying in position etc. complete in all respect. (deformed bars) Grade 40 | 100 | 11.79 | 30006.1 | 3537.7192
3 | Carriage of consignment job upto 5 KMs Average | 1 | 3 | 115.4 | 346.2
4 | Placing boundary pillars in position, including digging pits. | 1 | 3 | 141.9 | 425.7
5 | Preparing surface and painting with emulation paint 3 coat. | 100 | 10.5 | 4307.55 | 452.2928
6 | Writing letter or firgures per letter per inch height (three figure each side). | 1 | 30 | 30.5 | 915
7 | Carriage of 100 Cf t. (2.83 cu.m) of all materials like stone aggregate, spawl, kankar lime (unslaked), surkhi , etc. or 150 Cf t. (4.25 cu.m) timber, by truck or by any othermeans owned by the contractor from Sakhi Sarwar Quarry to site 275 Km including first 11KM hilly area.
ii | PCC 1:2:4 | 100 | 4.5408 | 14042.6 | 637.6464
Total Cost |  |  |  |  | 3261401.8552
iv. Water Course
1 | Excavation in foundation of building, bridges and other structures, including dagbelling, dressing, refilling around structure with excavated earth, watering and ramming lead up to one chain and lift upto 5 ft. In ordinary soil (above 5 ft depth) | 1000 | 1949.3305 | 12735.6 | 24825.8935
2 | Extra for slush or Daldal including dewatering. | 1000 | 1949.3305 | 12038.4 | 23466.8203
3 | Cement concrete plain including, placing, compacting, finishing and curing complete (including screening and washing of stones aggregate)
| a) Nominal mix ratio 1:4:8 | 100 | 458.7825 | 34694.3 | 159171.3769
| b) Nominal mix ratio 1:2:4 | 100 | 68 | 47135.9 | 32052.412
4 | Providing and fabrication of mild steel reinforcement for cement concrete, including cutting , bending, laying in position, making joints and fastening, including cost of binding wire and labour charges for binding of steel reinforcement(also includes removal of rust from bars). Deformed Bars (Grade 60) | 100 | 9117.4862 | 30376.9 | 2769609.6503
5 | Providing and laying reinforced cement concrete (including prestressed concrete), using Sulphate resisting cement; coarse sand and screened graded and washed aggregate, in required shape and design, including forms, moulds, shuttering, lifting, compacting, curing, rendering and finishing exposed surface, complete 2) Plastering done under soffit of R.C.C. (but excluding the cost of steel reinforcement, its fabrication and placing in position etc.)
a) | a) Reinforced cement concrete in roof slab, beams, columns lintels, girders and other structural members laid in situ or precast laid in position, or prestressed members cast in situ, complete in all respects. Type B (nominal mix 1:1.5:3) | 1 | 1761.1121 | 817.55 | 1439797.1565
b) | b) Reinforcement cement concrete in slab of rafts/strip foundation, base slab of column and retaining walls, etc and other structural members not requiring form work(i.e horizontal shuttering) complete in all respect: Type B (Nominal Mix 1:1.5:3 ) | 1 | 1278.05 | 670.5 | 856932.525
6 | Bitumen coating to plastered or cement concrete surface. 14 lbs per 100 Sft (6.35 Kg. per Sq.m) | 100 | 986.2398 | 1645.1 | 16224.6309
7 | Pacca brick work other than buildings upto 10 feet height. Cement sand mortar ratio 1:4 | 100 | 160 | 35727 | 57163.2
8 | Providing and embedding 10"(250mm) wide PVC water stopper in expansion joints of RCC structures (Retaining walls, water tanks, Slabs) complete in all respect. 10mm thick | 1 | 213.58 | 809.4 | 172871.652
9 | Providing and placing poly sulphide joint sealent 1" wide and 1" deep. | 1 | 90 | 1381 | 124290
10 | Rehandling of earthwork:Upto a lead of 50 ft. (15 m). | 1000 | 8000 | 5266.8 | 42134.4
11 | Carriage of 100 Cf t. (2.83 cu.m) of all materials like stone aggregate, spawl, kankar lime (unslaked), surkhi , etc. or 150 Cf t. (4.25 cu.m) timber, by truck or by any othermeans owned by the contractor from Sakhi Sarwar Quarry to site 275 Km including first 11KM hilly area.
i | PCC 1:4:8 | 100 | 440.4312 | 14042.6 | 61847.9917
ii | PCC 1:2:4 | 100 | 59.84 | 14042.6 | 8403.0918
iii | RCC 1.1.5.3 | 100 | 2552.8961 | 14042.6 | 358492.9908
Total Cost: |  |  |  |  | 6147283.7918
v. Culverts
1 | Excavation in foundation of building, bridges and other structures, including dagbelling, dressing, refilling around structure with excavated earth, watering and ramming lead up to one chain and lift upto 5 ft. In ordinary soil (above 5 ft depth) | 1000 | 11161.16 | 12735.6 | 142144.0693
2 | Cement concrete plain including, placing, compacting, finishing and curing complete (including screening and washing of stones aggregate)
| a) Nominal mix ratio 1:4:8 | 100 | 252 | 34694.3 | 87429.636
3 | Providing and fabrication of mild steel reinforcement for cement concrete, including cutting , bending, laying in position, making joints and fastening, including cost of binding wire and labour charges for binding of steel reinforcement(also includes removal of rust from bars). Deformed Bars (Grade 60) | 100 | 10673.28 | 30376.9 | 3242211.5923
4 | Providing and laying reinforced cement concrete (including prestressed concrete), using Sulphate resisting cement; coarse sand and screened graded and washed aggregate, in required shape and design, including forms, moulds, shuttering, lifting, compacting, curing, rendering and finishing exposed surface, complete 2) Plastering done under soffit of R.C.C. (but excluding the cost of steel reinforcement, its fabrication and placing in position etc.)
a) | a) Reinforced cement concrete in roof slab, beams, columns lintels, girders and other structural members laid in situ or precast laid in position, or prestressed members cast in situ, complete in all respects. Type B (nominal mix 1:1.5:3) | 1 | 2549.76 | 817.55 | 2084556.288
b) | b) Reinforcement cement concrete in slab of rafts/strip foundation, base slab of column and retaining walls, etc and other structural members not requiring form work(i.e horizontal shuttering) complete in all respect: Type B (Nominal Mix 1:1.5:3 ) | 1 | 1008 | 670.5 | 675864
5 | Bitumen coating to plastered or cement concrete surface. 14 lbs per 100 Sft (6.35 Kg. per Sq.m) | 100 | 2884.8 | 1645.1 | 47457.8448
6 | Supply and erection PVC pipe for recessed wiring (main and sub-main) purpose, including bends, specials, etc. in floor, wall or trenches:- 80mm dia (3 inch) | 1 | 13.5 | 303.8 | 4101.3
7 | Rehandling of earthwork:Upto a lead of 50 ft. (15 m). | 1000 | 11520 | 5266.8 | 60673.536
18 | Carriage of 100 Cf t. (2.83 cu.m) of all materials like stone aggregate, spawl, kankar lime (unslaked), surkhi , etc. or 150 Cf t. (4.25 cu.m) timber, by truck or by any othermeans owned by the contractor from Sakhi Sarwar Quarry to site 275 Km including first 11KM hilly area.
i | PCC 1:4:8 | 100 | 241.92 | 14042.6 | 33971.8579
ii | RCC 1:1.5:3 | 100 | 2988.5184 | 14042.6 | 419665.6848
Total Cost |  |  |  |  | 6798075.8092
vi. Inlets
1 | Excavation in foundation of building, bridges, and other structures, including dag belling, dressing refilling around structure with excavated earth, watering and ramming lead upto one chain (30m)and lift upto 5' (1.5 m) (b) in ordinary soil.By Manual | 1000 | 4728.651 | 15824.15 | 74826.8827
2 | Cement concrete plain including, placing, compacting, finishing and curing complete (including screening and washing of stones aggregate) |  |  | 0
| a) Nominal mix ratio 1:4:8 | 100 | 695.079 | 34694.3 | 241152.7935
| b) Nominal mix ratio 1:2:4 | 100 | 72.1462 | 47135.9 | 34006.7843
3 | Pacca brick work other than buildings upto 10 feet height. Cement sand mortar ratio 1:4 | 100 | 1119.555 | 35727 | 399983.4149
4 | Providing and laying reinforced cement concrete (including prestressed concrete), using Sulphate resisting cement; coarse sand and screened graded and washed aggregate, in required shape and design, including forms, moulds, shuttering, lifting, compacting, curing, rendering and finishing exposed surface, complete 2) Plastering done under soffit of R.C.C. (but excluding the cost of steel reinforcement, its fabrication and placing in position etc.)
a) | a) Reinforced cement concrete in roof slab, beams, columns lintels, girders and other structural members laid in situ or precast laid in position, or prestressed members cast in situ, complete in all respects. Type B (nominal mix 1:1.5:3) | 1 | 938.25 | 817.55 | 767066.2875
b) | b) Reinforcement cement concrete in slab of rafts/strip foundation, base slab of column and retaining walls, etc and other structural members not requiring form work(i.e horizontal shuttering) complete in all respect: Type B (Nominal Mix 1:1.5:3 ) | 1 | 324 | 670.5 | 217242
5 | Providing and Fabrication of mild steel reinforcement for cement concrete, including cutting, bending, laying in position, making joints and fastenings, including cost of binding wire and labour charges for binding of steel reinforcement (also includes removal of rust from bars):- Deformed bars (Grade-60). | 100 | 3786.75 | 30376.9 | 1150297.2608
6 | Providing and laying dry, hand packed stone apron as per drawing | 100 | 881.6472 | 6849 | 60384.0167
7 | Rehandling of earthwork:Upto a lead of 50 ft. (15 m). | 1000 | 1920 | 5266.8 | 10112.256
8 | Carriage of 100 Cf t. (2.83 cu.m) of all materials like stone aggregate, spawl, kankar lime (unslaked), surkhi , etc. or 150 Cf t. (4.25 cu.m) timber, by truck or by any othermeans owned by the contractor from Sakhi Sarwar Quarry to site 275 Km including first 11KM hilly area.
i | PCC 1:4:8 | 100 | 667.2758 | 14042.6 | 93702.8771
i | PCC 1:2:4 | 100 | 63.4887 | 14042.6 | 8915.4642
ii | RCC 1:1.5:3 | 100 | 1060.29 | 14042.6 | 148892.2835
iii | Dry Hand Pack Stone | 100 | 1190.2237 | 14042.6 | 167138.3561
Total Cost |  |  |  |  | 3373720.6772
vii. Stone Pitching
1 | Earth Work in excavation of drains, irrigation channels through excavator/ drag lines in all kind of soil and conditions (dry, wet slush, daldal and under water ) including its disposal and preperation of working pad for operation of machinary. (rates includes 100ft lead) | 1000 | 148.5 | 4640.7 | 689.1439
2 | Providing and laying stone pitching/filling, dry hand packed, as filling behind retaining walls or in pitching and aprons. | 100 | 148.5 | 6849 | 10170.765
3 | Formation dressing and preparing subgrade, on slope | 100 | 422.73 | 2265.1 | 9575.2572
4 | Formation dressing and preparing subgrade, in bed. | 100 | 126 | 1660.5 | 2092.23
5 | Providing and laying graded bajri 1/8" to 1/2" size on slope. | 100 | 139.5 | 18564.1 | 25896.9195
6 | Providing and laying graded bajri 1/2" to 2" size on slope. | 100 | 139.5 | 18564.1 | 25896.9195
7 | Providing and laying graded bajri 1/8" to 1/2" size on level. | 100 | 41.58 | 18017.6 | 7491.7181
8 | Providing and laying graded bajri 1/2" to 2" size on level. | 100 | 41.58 | 18017.6 | 7491.7181
9 | Providing and laying stone for top layer only, on slope. | 100 | 422.73 | 11511 | 48660.4503
10 | Providing and laying stone for top layer only, on Level | 100 | 126 | 10570.5 | 13318.83
11 | Carriage of 100 Cft of all material like stone aggregate, spawl, kankar, lime (unsoaked) surkhi etc or 150 Cft of timber by truck or by any other means owned by the contractor, lead 275 Km. | 100 | 858.951 | 14042.6 | 120619.0531
Total Cost |  |  |  |  | 271903.0048
viii. Tube Well room
1 | Excavation in foundation of building, bridges, and other structures, including dag belling, dressing refilling around structure with excavated earth, watering and ramming lead upto one chain (30m)and lift upto 5' (1.5 m) (b) in ordinary soil.1)By Manual | 1000 | 544.8919 | 15824.15 | 8622.4513
2 | Spraying termite proofing by using liquid FMC / Biflex/ Terminex Exin/Ms Hextaror equivalent@specified suspension concenterate (SC), MixingAbility-HEXTAR with Ratio (1:250)= 540 Sft or equivalent approved liquid applying with shower and certificate will be provided by the contractor for10-years complete in all respect.as approved by the Engineer Incharge. | 1 | 508.5 | 12.55 | 6381.675
3 | Cement concrete plain including, placing, compacting, finishing and curing complete (including screening and washing of stones aggregate) |  |  | 0
| a) Nominal mix ratio 1:4:8 | 100 | 105.6124 | 34694.3 | 36641.4983
4 | Pacca brick work in foundation and plinth in cement sand mortar ratio 1:6. | 100 | 315.04 | 32675.95 | 102942.3129
5 | Providing and laying damp proof course of cement 1:2:4 (using cement, sand and shingle), including bitumen coating with one coat of bitumen and one coat polythenesheet 500 gauge 1½" thick (40 mm). | 100 | 64.5 | 11460.2 | 7391.829
6 | Providing and laying vertical damp proof course with cement sand plaster and bitumen coating with one coat of bitumen and one coat of polythene sheet 500 gauge-Ratio 1:3 a) ½ " thick (13 mm) | 100 | 120 | 7607.35 | 9128.82
7 | Filling watering ramming earth under floors with surplus earth from foundation etc. | 1000 | 150 | 7547.75 | 1132.1625
8 | Pacca brick work in ground floor. Cement sand mortar Ratio 1:4. | 100 | 290.9 | 35830.6 | 104231.2154
9 | Providing and laying reinforced cement concrete (including prestressed concrete), using Sulphate resisting cement; coarse sand and screened graded and washed aggregate, in required shape and design, including forms, moulds, shuttering, lifting, compacting, curing, rendering and finishing exposed surface, complete 2) Plastering done under soffit of R.C.C. (but excluding the cost of steel reinforcement, its fabrication and placing in position etc.)
| a) Reinforced cement concrete in roof slab, beams, columns lintels, girders and other structural members laid in situ or precast laid in position, or prestressed members cast in situ, complete in all respects. Type B (nominal mix 1:2:4) | 1 | 154.1658 | 741.85 | 114367.8987
10 | b) Reinforcement cement concrete in slab of rafts/strip foundation, base slab of column and retaining walls, etc and other structural members not requiring form work(i.e horizontal shuttering) complete in all respect: Type B (Nominal Mix 1:2:4) | 1 | 18.4078 | 595 | 10952.6484
11 | Providing and Fabrication of mild steel reinforcement for cement concrete, including cutting, bending, laying in position, 13 making joints and fastenings, including cost of binding wire and labour charges for binding of steel reinforcement (also includes removal of rust from bars):- Deformed bars (Grade-60). | 100 | 1035.4417 | 30376.9 | 314535.0822
12 | Providing and fixing windows consisting of M.S box section frame 2" x 1½" ( 50 x 40mm) Leaves frame 1½" x 1" (40 x 25 mm) box section frame for glazing 3/8" x 3/8" (10 x 10 mm) using 16 SWG sheet 'U' shaped rubber supported with 1" x 1/8" (25 x 3 mm) M.S. flat for fixing 3/16" (5 mm) thick glass panes M.S. box section 1/2" x 1/2" (13 x 13 mm) of 16 SWG for fixing 24 SWG wire gauge on outer side by means of 3/4" x 1/8" (20 x 3 mm) M.S. flat and screws including grill of M.S. flat 1/2" x 1/8" (13 x 3 mm) or 1/4" x 1/4" (6 x 6 mm) square bar with independent frame of 1/2" x 1/2" (13 x 13 mm) box section of 16 SWG i/c all C.P fitting and painting 3 coats complete in all respect. | 1 | 32 | 2180.7 | 69782.4
13 | Providing and fixing mild steel chowkat of doors windows C. windows etc. including holdfast making and threading 18 holes for hinges etc. complete 1½" x 1½" x 1/4" (40 x 40 x 6 mm) welded with M.S. flat 2" x 1/4" (50 m M.S. angle iron). | 1 | 40 | 457.1 | 18284
14 | Making and fixing steel grated door with 1/16" thick sheeting, including angle iron frame 2" x 2" x 3/8"and 3/4" square bars 4" centre to centre. with locking arrangement (Two No.). | 1 | 49 | 2767 | 135583
15 | Providing and laying single layer of tile 9" x 4½" x 1½" laid over 4" earth and 1" thick mud plaster without bhoosa, grouted with cement mud (1:3) on top of R.C.C. roof, slab, provided with 34 lbs. per % Sft. Or 1.72 Kg./Sq.m. bitumen coating sand blinded. | 100 | 95.5625 | 13179.6 | 12594.7553
16 | Providing and laying polythene sheet under floor or roof complete 500 gauge. | 1 | 99.5625 | 11 | 1095.1875
17 | Supplying and filling sand under floor or plugging in wells. | 100 | 40.9375 | 3987 | 1632.1781
18 | Providing and laying watering and ramming brick ballast 1½" to 2" (40 mm to 50 mm) mixed with 25% sand for floor foundation complete in all respect. | 100 | 48.9375 | 12801.2 | 6264.5873
19 | Cement concrete plain including, placing, compacting, finishing and curing complete (including screening and washing of stones aggregate) |  |  | 0
| b) Nominal mix ratio 1:2:4 | 100 | 45.86 | 47135.9 | 21616.5237
20 | Cement plaster 1:4 upto 20' (6.00 m) height 1/2" (13 mm) thick. | 100 | 568.305 | 4614.1 | 26222.161
21 | Cement plaster 3/8" (10 mm thick under soffit of R.C.C. roof slabs only, upto 20' height (Ratio 1:3). | 100 | 114.52 | 5264.65 | 6029.0772
22 | Cement pointing struck joints on wall upto 20' (6m) height (a) Ratio 1:2 including extra cost of labour and material for red oxide pigment in cement pointing to match with the colour of bricks. | 100 | 489.875 | 5012.65 | 24555.7192
23 | Providing, laying, cutting, jointing, testing and disinfecting PVC/ uPVC pipe line with `B' Class working pressure complete in all respects:- 4" i/d (100 mm) | 1 | 13 | 514.9 | 6693.7
24 | Providing and installing P.V.C. bends, of B.S.S.b) 4" i/d | 1 | 2 | 849.7 | 1699.4
25 | Making top khurra on roof 2' x 2' x 6". | 1 | 1 | 1159.65 | 1159.65
26 | Distempering:- 3 coat | 100 | 510.27 | 1548.2 | 7900.0001
27 | Providing and applying weather shield paint of approved quality on external surface of building including preparation of surface, application of primer complete in all respect: | 100 | 172.555 | 7379.1 | 12733.006
28 | Preparing surface and painting of doors and windows any type (including edges):- | 100 | 89 | 3052.4 | 2716.636
29 | Fabrication of heavy steel work, with angle, tees, flat iron round iron and sheet iron for making trusses, girders, tanks, etc., including cutting, drilling, revitting, handling, assembling and fixing, but excluding erection in position. | 100 | 334.9587 | 37098.85 | 124265.8341
30 | Supply and erection of PVC pipe for wiring recessed in walls, including inspection boxes, pull boxes, hooks, cutting jharries and repairing surface, etc. complete with all specials. |  |  | 0
| a) 20mm (3/4") i/d. | 1 | 60 | 112.25 | 6735
| b) 25 mm (1") i/d | 1 | 30 | 133.6 | 4008
| c) 50 mm (2") i/d | 1 | 15 | 231.55 | 3473.25
31 | Supply and erection of single core PVC insulated copper conductor cables, in prepaid P.V.C. pile/M.S. conduit/G.I. pipe/wooden strip batten/wooden casing and caping/G.I. wire/trenches (rate for cables only) (a) 250/440 volts, P.V.C. insulated. |  |  | 0
| a) 3/0.74mm (3/0.029"). | 1 | 180 | 35.7 | 6426
| b) 7/0.74mm (7/0.029"). | 1 | 60 | 56.3 | 3378
32 | Supply and erection of copper conductor cable for service connection in prepaid pipe/G.I. wire/trenches, etc. (rate for cable only) (a) PVC insulated, PVC sheathed, twin core, 250/440 volts 7/0.44" (7/1.12mm). | 1 | 40 | 237.65 | 9506
33 | Supply and connection of M.S. sheet box of 16 SWG, 10 cm (4") deep with 4.75 mm thick (3/16") bakelite sheet top, for recessed wiring, including making holes for regulators switches, plugs etc. |  |  | 0
| a) 10 x 10 cm (4" x 4"). | 1 | 1 | 382.3 | 382.3
| b) 17.5 x 10 cm (7" x 4"). | 1 | 1 | 522.75 | 522.75
| c) 22.5 x 10 cm (9" x 4"). | 1 | 1 | 668.8 | 668.8
34 | Supply and erection of switches 5 amp. Piano Type. | 1 | 20 | 102.7 | 2054
35 | Supply and erection of ceiling rose, bakelite. | 1 | 4 | 96.3 | 385.2
36 | Supply and erection of wall socket with 3 pin 5 amp shoe. | 1 | 2 | 204.7 | 409.4
37 | Supply and erection of 3 pin switch and plug combined recessed type (ii) 10/15 amp. | 1 | 1 | 213.1 | 213.1
38 | P/F wall mounted DB (Distribution Board) made with 16SWG Sheet (Recessded/Surface mounted Type), Powder coated Paint, i/c the cost of Lock, Indication lights,Thimble, Copper Comb, Wiring, Netural & Earth Bar, Door Earthing, Digital Voltmeter,Digital Ammeter,Volt Selector Switch,Ammeter selector switch,Current Transformers and Controles Complete in all respect as approved and directed by the Engineer Incharge (Breakers will be Paid Separately)(a) 6" deep (i) 20~60A | 1 | 1 | 24422.65 | 24422.65
39 | Suppling,Installation and comissioning of MCB (Miniature Circuit Breaker) of specified rating made of LEGRAND FRANCE/ GE U.S.A / SCHNEIDER GERMANY /SIEMEN GERMAN/TERASAKI JAPAN/ ABB SWITZERLAND in prelaid DBs and Panels i/c the cost of screwes,necessary wire complet Single Pole(iii) 6-63 Amp (10 KA) | 1 | 6 | 1453.75 | 8722.5
40 | Supplying, Installation and commissioning of MCCB (Moulded Case Circuit Breaker)of specified rating made of LEGRAND FRANCE /GEU.S.A/ SCHNEIDER GERMANY/ TERASAKI JAPAN/ SIEMEN/ ABBSWITZERLAND or approved equivalent manufacturer (withfixedThermal-MagneticTrip)in prelaid DB sand Panels i/c the cost of screws, necessary wire complete in all respect as approved and directed by the EngineerIncharge. a) Triple Pole (ii) 15-100 Amp (10 KA,15KA) | 1 | 2 | 13796.3 | 27592.6
41 | Supplying, Installation and commissioning of MCCB (Moulded Case Circuit Breaker)of specified rating made of LEGRAND FRANCE /GEU.S.A/ SCHNEIDER GERMANY/ TERASAKI JAPAN/ SIEMEN/ ABBS WITZERLAND or approved equivalent manufacturer (withfixedThermal-MagneticTrip)in prelaid DB sand Panels i/c the cost of screws, necessary wire complete in all respect as approved and directed by the EngineerIncharge. a) Triple Pole With Adjustable Thermal-Magnetic Trip /Electronic Trip (60-100%) (i) 25-100 Amp | 1 | 1 | 19859.4 | 19859.4
42 | Supply and erection of tube light, including rod, choke, starter with frame, flexible wire, including connection from ceiling rose, etc., complete ii)single rod (40 watts) with one choke and one starter. | 1 | 3 | 1995.3 | 5985.9
43 | Supply and erection of bakelite button holder shade, large size | 1 | 3 | 178.75 | 536.25
44 | Carriage of 100 Cf t. (2.83 cu.m) of all materials like stone aggregate, spawl, kankar lime (unslaked), surkhi , etc. or 150 Cf t. (4.25 cu.m) timber, by truck or by any othermeans owned by the contractor from Sakhi Sarwar Quarry to site 275 Km including first 11KM hilly area.
i | PCC 1:4:8 | 100 | 101.3879 | 14042.6 | 14237.5038
ii | PCC 1:2:4 | 100 | 40.3568 | 14042.6 | 5667.144
iii | RCC 1.2.4 | 100 | 151.8648 | 14042.6 | 21325.7635
iv | DPC 1.2.4 | 100 | 7.095 | 14042.6 | 996.3225
Total Cost: |  |  |  |  | 1364663.2429
Total Cost for Section -11 1L of D1 Drain) |  |  |  |  | 21217048.381
12. Electrical Work (All New drainage system incuding Jarewala Drain) |  |  |  |  | 294349620.5638 | -12.2438 | 294349608.32
1. Installation of Complete Electricity HT/LT Network Sub Stations for Tubewells and Pump Stations at D1 Main Drain System, Jarewala Drain System and Manthar Drain.
1.1 Cost of 11 KV Line
1 | HT Spun Pole 45' | No | 25 | 71344 | 1783600
2 | HT S/STRUCTURE Pole 36' | No | 700 | 71680 | 50176000
3 | Earthing | No | 700 | 5488 | 3841600
4 | Steel -X-ARMS | No | 1000 | 8333 | 8333000
5 | 11-KV Disc: Insulator | No | 1500 | 4250 | 6375000
6 | Eye Nut/Ahchore Shakle/D.End Clump | No | 1200 | 609 | 730800
7 | 11KV Pin Insulator with Pins | No | 250 | 1797 | 449250
8 | D-Shakel + Spool Insulator | No | 1000 | 599 | 599000
9 | DA Bolts | No | 700 | 358 | 250600
10 | Nuts & Bolts 14" | No | 500 | 208 | 104000
11 | Nuts & Bolts 12" | No | 500 | 184 | 92000
12 | Nuts & Bolts 02" | No | 200 | 49 | 9800
13 | Stay Rod + stay strips Complete | No | 150 | 3935 | 590250
14 | Stay Wire | m | 1200 | 399 | 478800
15 | ACSR Rabbit Conductor | No | 55000 | 246 | 13530000
Total: |  |  |  |  | 87343700
1.2 Cost of Sub Station
1 | Transformer 400-KVA | No | 2 | 2189000 | 4378000
2 | Transformer 100-KVA | No | 5 | 506760 | 2533800
3 | Transformer 50-KVA | No | 5 | 400567 | 2002835
4 | Transformer 25-KVA | No | 40 | 286340 | 11453600
5 | Earthing | No | 120 | 5488 | 658560
6 | Steel -X-ARMS | No | 700 | 8333 | 5833100
7 | 11KV Pin Insulator with Pins | No | 2100 | 1797 | 3773700
8 | Plate form D/Edge | No | 60 | 24290 | 1457400
9 | ACSR Rabbit Conductor | No | 3200 | 246 | 787200
10 | Nuts & Bolts | No | 500 | 198 | 99000
11 | D-Fues Fitting Set | No | 150 | 18250 | 2737500
12 | Steel Crass arm for D fuse Mounting | No | 50 | 4770 | 238500
13 | LT Capacitor | No | 50 | 10900 | 545000
14 | LT Spun Pole 31' | No | 500 | 23650 | 11825000
15 | street light pole bracket 30 mm (1¼") G.I. pipe 2 metre long, complete with 2 No. pole clamp. (Ch-24) [Pump station + Tubewell Rooms) | No | 200 | 3378.5 | 675700
16 | Supply and erection of pole mounted street light, holders, shade and glass, etc., for fitting 125/250 watts mercury vapour lamp (excluding cost of lamps): ii) Philips design (Ch 24) [Pump station + Tubewell Rooms) | No | 200 | 6949.8 | 1389960
17 | Supply and fitting of mercury vapour lamp, complete with choke set ii) 250 watt lamp (Ch 24) [Pump station + Tubewell Rooms) | No | 200 | 4113.3 | 822660
Total: |  |  |  |  | 51211515
1.3 Cost of Metering
1 | PVC 4/C Cable 19.083 (70mm Armoured | No | 5000 | 976 | 4880000
2 | AMR METER HT/LT Type (bi-directional) | No | 50 | 48900 | 2445000
3 | ATB A-Type 100/5 | No | 10 | 31300 | 313000
4 | Earthing | No | 20 | 5488 | 109760
5 | CTs 100/5 Amp | No | 80 | 10530 | 842400
Total: |  |  |  |  | 8590160
1.4 Installation Charges 20%
1 | (A) Cost of 11 KV Line material | No |  | 16263340 | 16263340
2 | (B) Cost of Sub Station material | No |  | 5598490 | 5598490
3 | (c.) Cost of service and Metering material | No |  | 1034832 | 1034832
Total: |  |  |  |  | 22896662
1.5 Earthing Charges
1 | Earthing Pit & Material will be provided by consumer | No |  |  | 8064000
Total: |  |  |  |  | 8064000
1.6 Foundation / Contractor Charges
1 | Contractor Charges/ Foundation Charges 60000 x 700 | No |  |  | 42000000
Total: |  |  |  |  | 42000000
1.7 Less Charges of Return to store (Healthy) Material
1 | Feeder Rehablitation Charges / Security | No |  |  | 2000000
Total: |  |  |  |  | 2000000
Total: |  |  |  |  | 222106037
2. Installation of Complete Electricity HT/LT Network Sub Stations for Tubewells and Pump Stations at D2 Drain PS-5, D3 Drain PS-6, PS-3 and Manthar Drain
2.1 NEAR SCARP T/WELL NO.M-29 IN RESPECT OF MEPCO DIVISION
1 | 25 KVATRANSFORMER | Ea | 1 | 286340 | 286340
2 | S/STRUCTURE PLATEFORM | Ea | 1 | 15786 | 15786
3 | HT PCC POLE | Ea | 3 | 33000 | 99000
4 | Steel -X-ARMS | Ea | 9 | 8333 | 74997
5 | D-Fuse Fitting | Ea | 3 | 18250 | 54750
6 | ACSR RABBIT | M | 930 | 245.67 | 228473.1
7 | AMR METER | Ea | 1 | 35200 | 35200
8 | Pin Insulator with Pins | Ea | 9 | 1797 | 16173
9 | 11 KV Disc | Ea | 6 | 4250 | 25500
10 | Stay Rods | Ea | 4 | 3591 | 14364
11 | Stay Wire | kg | 110 | 399 | 43890
12 | Earth Rods | Ea | 7 | 1498 | 10486
13 | PVC 4/C 19/.052 | M | 30 | 435 | 13050
14 | Nuts & Bolts | L/S | 1 | 20000 | 20000
| Total: |  |  |  | 938009.1
| 20% Installation Charges |  |  |  | 187601.82
| Civil Work Charges (Contactor Charges) | Ea | 3 | 15000 | 45000
| SECURITY |  |  |  | 40000
| Total: |  |  |  | 1210610.92
2.2 NEAR SCARP T/WELL NO.M-26 IN RESPECT OF MEPCO DIVISION
1 | 25 KVATRANSFORMER | Ea | 1 | 286340 | 286340
2 | S/STRUCTURE PLATEFORM | Ea | 1 | 15786 | 15786
3 | HT PCC POLE | Ea | 1 | 33000 | 33000
4 | Steel -X-ARMS | Ea | 3 | 8333 | 24999
5 | D-Fuse Fitting | Ea | 3 | 18250 | 54750
6 | ACSR RABBIT | M | 30 | 245 | 7350
7 | AMR METER | Ea | 1 | 35200 | 35200
8 | Pin Insulator with Pins | Ea | 6 | 1797 | 10782
9 | Stay Wire | kg | 30 | 399 | 11970
10 | Earth Rods | Ea | 3 | 1498 | 4494
11 | PVC 4/C 19/.052 | M | 30 | 435 | 13050
12 | Nuts & Bolts | L/S | 1 | 10000 | 10000
| Total: |  |  |  | 507721
| 20% Installation Charges |  |  |  | 101544.2
| Civil Work Charges (Contactor Charges) | Ea | 1 | 15000 | 15000
| SECURITY |  |  |  | 40000
| Total: |  |  |  | 664265.2
2.3 NEAR SCARP T/WELL NO.M-128 IN RESPECT OF MEPCO DIVISION
1 | 25 KVATRANSFORMER | Ea | 1 | 286340 | 286340
2 | S/STRUCTURE PLATEFORM | Ea | 1 | 15786 | 15786
3 | HT PCC POLE | Ea | 1 | 33000 | 33000
4 | Steel -X-ARMS | Ea | 6 | 8333 | 49998
5 | D-Fuse Fitting | Ea | 3 | 18250 | 54750
6 | ACSR RABBIT | M | 380 | 245 | 93100
7 | AMR METER | Ea | 1 | 35200 | 35200
8 | Pin lnsulator with Pins | Ea | 6 | 1797 | 10782
9 | 11 KV Disc | Ea | 6 | 4250 | 25500
10 | Stay Rods | Ea | 2 | 3591 | 7182
11 | Stay Wire | kg | 60 | 399 | 23940
12 | Earth Rods | Ea | 4 | 1498 | 5992
13 | PVC 4/C 19/.052 | M | 30 | 435 | 13050
14 | Nuts & Bolts | L/S | 1 | 20000 | 20000
| Total: |  |  |  | 674620
| 20% Installation Charges |  |  |  | 134924
| Civil Work Charges (Contactor Charges) | Ea | 1 | 15000 | 15000
| SECURITY |  |  |  | 40000
| Total: |  |  |  | 864544
2.4 NEAR SCARP T/WELL NO.M-32 IN RESPECT OF MEPCO DIVISION
1 | 25 KVATRANSFORMER | Ea | 1 | 286340 | 286340
2 | S/STRUCTURE PLATEFORM | Ea | 1 | 15786 | 15786
3 | HT PCC POLE | Ea | 4 | 33000 | 132000
4 | Steel -X-ARMS | Ea | 10 | 8333 | 83330
5 | D-Fuse Fitting | Ea | 3 | 18250 | 54750
6 | ACSR RABBIT | M | 1130 | 245 | 276850
7 | AMR METER | Ea | 1 | 35200 | 35200
8 | Pin lnsulator with Pins | Ea | 12 | 1797 | 21564
9 | 11 KV Disc | Ea | 6 | 4250 | 25500
10 | Stay Rods | Ea | 4 | 3591 | 14364
11 | Stay Wire | kg | 120 | 399 | 47880
12 | Earth Rods | Ea | 8 | 1498 | 11984
13 | PVC 4/C 19/.052 | M | 30 | 435 | 13050
14 | Nuts & Bolts | L/S | 1 | 20000 | 20000
| Total: |  |  |  | 1038598
| 20% Installation Charges |  |  |  | 207719.6
| Civil Work Charges (Contactor Charges) | Ea | 4 | 15000 | 60000
| SECURITY |  |  |  | 40000
| Total: |  |  |  | 1346317.6
2.5 NEAR SCARP T/WELL NO.M-26 IN RESPECT OF MEPCO DIVISION
1 | 200 KVA TRANSFORMER | Ea | 1 | 904422 | 904422
2 | D/STRUCTURE PLATEFORM | Ea | 1 | 24290 | 24290
3 | LT PCC POLE | Ea | 1 | 23650 | 23650
4 | Steel -X-ARMS | Ea | 4 | 8333 | 33332
5 | D-Fuse Fitting | Ea | 3 | 18250 | 54750
6 | ACSR RABBIT | M | 50 | 245 | 12250
7 | AMR METER | Ea | 1 | 35200 | 35200
8 | Pin lnsulator with Pins | Ea | 6 | 1797 | 10782
9 | ATB A TYPE | Ea | 2 | 31300 | 62600
10 | CTS 100/5 | Ea | 8 | 10530 | 84240
11 | Stay Wire | kg | 40 | 399 | 15960
12 | Earth Rods | Ea | 4 | 1498 | 5992
13 | PVC 4/C 19/.083 | M | 100 | 975 | 97500
14 | Nuts & Bolts | L/S | 1 | 10000 | 10000
| Total: |  |  |  | 1374968
| 20% Installation Charges |  |  |  | 274993.6
| Civil Work Charges (Contactor Charges) | Ea | 1 | 15000 | 15000
| SECURITY |  |  |  | 40000
| Total: |  |  |  | 1821741.6
2.6 NEAR SCARP T/WELL NO.M-128 IN RESPECT OF MEPCO DIVISION
1 | 25 KVATRANSFORMER | Ea | 1 | 286340 | 286340
2 | S/STRUCTURE PLATEFORM | Ea | 1 | 15786 | 15786
3 | HT PCC POLE | Ea | 1 | 33000 | 33000
4 | Steel -X-ARMS | Ea | 6 | 8333 | 49998
5 | D-Fuse Fitting | Ea | 3 | 18250 | 54750
6 | ACSR RABBIT | M | 380 | 245 | 93100
7 | AMR METER | Ea | 1 | 35200 | 35200
8 | Pin Insulator with Pins | Ea | 6 | 1797 | 10782
9 | 11 KV Disc | Ea | 6 | 4250 | 25500
10 | Stay Rods | Ea | 2 | 3591 | 7182
11 | Stay Wire | kg | 60 | 399 | 23940
12 | Earth Rods | Ea | 4 | 1498 | 5992
13 | PVC 4/C 19/.052 | M | 100 | 435 | 43500
14 | Nuts & Bolts | L/S | 1 | 20000 | 20000
| Total: |  |  |  | 705070
| 20% Installation Charges |  |  |  | 141014
| Civil Work Charges (Contactor Charges) | Ea | 1 | 15000 | 15000
| SECURITY |  |  |  | 40000
| Total: |  |  |  | 901084
2.7 NEAR SCARP T/WELL NO.M-19 IN RESPECT OF MEPCO DIVISION
1 | 200 KVA TRANSFORMER | Ea | 1 | 904422 | 904422
2 | D/STRUCTURE PLATEFORM | Ea | 1 | 24290 | 24290
3 | HT PCC POLE | Ea | 1 | 33000 | 33000
4 | LT PCC POLE | Ea | 1 | 23650 | 23650
5 | Steel -X-ARMS | Ea | 4 | 8333 | 33332
6 | D-Fuse Fitting | Ea | 3 | 18250 | 54750
7 | ACSR RABBIT | M | 50 | 245 | 12250
8 | AMR METER | Ea | 1 | 35200 | 35200
9 | Pin lnsulator with Pins | Ea | 6 | 1797 | 10782
10 | ATB A TYPE | Ea | 2 | 31300 | 62600
11 | CTS 100/5 | Ea | 8 | 10530 | 84240
12 | Stay Wire | kg | 40 | 399 | 15960
13 | Earth Rods | Ea | 4 | 1498 | 5992
14 | PVC 4/C 19/.083 | M | 200 | 975 | 195000
| Nuts & Bolts | L/S | 1 | 10000 | 10000
| Total: |  |  |  | 1505468
| 20% Installation Charges |  |  |  | 301093.6
| Civil Work Charges (Contactor Charges) | Ea | 2 | 15000 | 30000
| SECURITY |  |  |  | 156780
| Total: |  |  |  | 1993341.6
2.8 NEAR SCARP T/WELL NO.M-34 IN RESPECT OF MEPCO DIVISION
1 | 25 KVATRANSFORMER | Ea | 1 | 286340 | 286340
2 | S/STRUCTURE PLATEFORM | Ea | 1 | 15786 | 15786
3 | HT PCC POLE | Ea | 1 | 33000 | 33000
4 | Steel -X-ARMS | Ea | 6 | 8333 | 49998
5 | D-Fuse Fitting | Ea | 3 | 18250 | 54750
6 | ACSR RABBIT | M | 290 | 245 | 71050
7 | AMR METER | Ea | 1 | 35200 | 35200
8 | Pin Insulator with Pins | Ea | 6 | 1797 | 10782
9 | 11 KV Disc | Ea | 6 | 4250 | 25500
10 | Stay Rods | Ea | 2 | 3591 | 7182
11 | Stay Wire | kg | 60 | 399 | 23940
12 | Earth Rods | Ea | 4 | 1498 | 5992
13 | PVC 4/C 19/.052 | M | 200 | 435 | 87000
14 | Nuts & Bolts | L/S | 1 | 10000 | 10000
| Total: |  |  |  | 716520
| 20% Installation Charges |  |  |  | 143304
| Civil Work Charges (Contactor Charges) | Ea | 1 | 15000 | 15000
| SECURITY |  |  |  | 40000
| Total: |  |  |  | 914824
2.9 NEAR SCARP PUMPING STATION-3 IN RESPECT OF MEPCO DIVISION
1 | 630 KVA TRANSFORMER | Ea | 2 | 2375000 | 4750000
2 | D/STRUCTURE PLATEFORM | Ea | 5 | 24290 | 121450
3 | LT PCC POLE | Ea | 25 | 23650 | 591250
4 | Steel -X-ARMS | Ea | 12 | 8333 | 99996
5 | D-Fuse Fitting | Ea | 9 | 18250 | 164250
6 | ACSR RABBIT | M | 150 | 245 | 36750
7 | AMR METER | Ea | 1 | 35200 | 35200
8 | Pin lnsulator with Pins | Ea | 8 | 1797 | 14376
9 | ATB A TYPE | Ea | 3 | 31300 | 93900
10 | CTS 100/5 | Ea | 12 | 10530 | 126360
11 | Stay Wire | kg | 150 | 399 | 59850
12 | Earth Rods | Ea | 20 | 1498 | 29960
13 | PVC 4/C 19/.083 | M | 1000 | 975 | 975000
14 | Nuts & Bolts | L/S | 1 | 35000 | 35000
| Total: |  |  |  | 7133342
| 20% Installation Charges |  |  |  | 1426668.4
| Civil Work Charges (Contactor Charges) | Ea | 1 | 15000 | 15000
| SECURITY |  |  |  | 156780
| Total: |  |  |  | 8731790.4
| Total: |  |  |  | 18448519.32
3. Security Fencing Barbed Wire at quarters and pumping stations
1 | Providing and fixing barbed wire fencing, with 4 horizontal and two cross wires, with R.C.C. 1:2:4 posts, 5.5'x6"x9" (1.68mx150mmx225 mm) at 8 ft. (2.45 m) center to center, reinforced with 4 No. 3/8" (10 mm) dia vertical bars and 1/8" (3 mm) dia stirrups 12" (300 mm) center to center, complete in all respects. in cement concrete 1:4:8 base of size 12"x12"x21" | 49390 | 100 | 69347.9 | 34250927.81
2 | Excavation in foundation of building, bridges, and other structures, including dag belling, dressing refilling around structure with excavated earth, watering and ramming lead upto one chain (30m)and lift upto 5' (1.5 m) (b) in ordinary soil. | 2062.982 | 1000 | 15824.15 | 32644.9366
2 | Cement concrete plain including, placing, compacting, finishing and curing complete (including screening and washing of stones aggregate) a) Nominal mix ratio 1:4:8 | 515.7455 | 100 | 34694.3 | 178934.291
3 | Pacca brick work in foundation and plinth in cement sand mortar ratio 1:6. | 745.6455 | 100 | 32675.95 | 243646.7508
4 | Providing and laying damp proof course of cement 1:2:4 (using cement, sand and shingle), including bitumen coating with 2 coats of bitumen: 1½" thick (40 mm). | 427.5 | 100 | 11851.7 | 50666.0175
5 | Pacca brick work other than building upto 10ft. (3 m) Ratio 1:4 | 1656.5625 | 100 | 35727 | 591840.0844
6 | Cement plaster 1:4 upto 20' (6.00 m) height 1/2" (13 mm) thick. | 6225.4688 | 100 | 4614.1 | 287249.3536
7 | Providing and fixing collapsible gate made of 2"x2"x"¼" (50x50x6 mm) tee iron at top and bottom, channel iron verticals ¾"x¼"x¼"x1/8" (20x6x6x3 mm) at 3" (75 mm) to 5" (125 mm) centre to centre (approximate) and flat iron crosses 3"x3/16" (75x5 mm), and best quality rollers at bottom of 3" (75 mm) diameter including holdfasts, handles 12" (300 mm) long of ¾"x¼"x¼"x1/8" (20x6x6x3 mm) channel iron, locking arrangement inside and outside, painting 3 coats of black Japan enameled, complete in working order. | 6650 | 1 | 1985.95 | 13206567.5
8 | Supply and erection PVC pipe for recessed wiring (main and sub-main) purpose, including bends, specials, etc. in floor, wall or trenches:- 50mm i/d | 14250 | 1 | 234.95 | 3348037.5
9 | Supply and erection of single core PVC insulated copper conductor cables, in prelaid PVC pipe/M.S. conduit/G.I pipe/wooden strip batten/wooden casing an capping/G.I. wire/trenches (rate for cables only):7/0.74 mm (7/0.029") | 28500 | 1 | 56.3 | 1604550
Total: |  |  |  |  | 53795064.2438
Total: |  |  |  |  | 294349620.5638
13. Installation of Tubewells (Mechanical) |  |  |  |  | 272635552.132 | 29.868 | 272635582
1 | Providing installation, testing, and commissioning of a vertical deep well turbine tubewell pump with discharge 2 cusec against 70 ft head, including bowl assembly, vertical column pipe with shaft, motor, pre-lubrication tank, foundation fixing and alignment, MCCB/control panel with all electrical connections, cables and accessories from transformer to tubewell including earthing and protection devices, complete suction and delivery piping up to 25 ft outlet basin of approved material (MS/CI) with bends, flanges, valves, gaskets, supports and accessories, carrying out all works for energizing, testing, and full-load commissioning; pump casing in Gray Cast Iron EN-GJL-250, impeller in Stainless Steel grade 1.4408, column pipe coated internally and externally with epoxy paint, materials verified per EN 10204-3.1, minimum 80% efficiency per ISO 9906-1B; motor of reputed manufacturer, vertical solid shaft, IE3 efficiency class, 15 kW (20 HP, 1450 rpm), 4-pole, 3-phase, 50 Hz, 380/400 V, manufacturer to have in-house hydraulic and metallurgical testing facility, complete in all respects suitable for tubewell application. [including transportation and all overhead charges] | No | 37 | 4350150 | 160955550
2 | Direct Rotary / Reverse Rotary drilling of bore for tubewell in all type of soil except shingle gravel and rock. i). 15 " To 18" ( 500 to 650 mm) | Rft | 8140 | 864.05 | 7033367
3 | Collection of lithological samples with sieve analysis at every 5 ft. interval or change of lithology whichever is earlier. | No. | 1628 | 80 | 130240
4 | Furnishing sample of water from bore hole. | Per Set of 2 bottles | 37 | 232.8 | 8613.6
5 | Providing, installations testing and commissioning of 16” dia fiberglass blind pump housing casing with 6mm wall thickness having quick lock mechanical key joints complete in all respect as per specification and approved by the Engineer. | Rft | 2590 | 5371 | 13910890
6 | Providing and installation of Fibre Glass reducer 16”x10” with wall thickness 5.5 mm. complete in all respect as per specification and approved by the Engineer. | Nos | 74 | 35582 | 2633068
7 | Providing and installing Fiberglass Reinforced Polypropelene (FRP) strainer of specifid wall thickness having slot size of 0.9 mm to 1.10 mm in Tubewell borehole i/c the cost of male/female coupling with Nylone Strip,studs complete in all respect as approved and directed by the Engineer Incharge vi) 10" inch dia (6.35 mm thickness | Rft | 4440 | 3866.45 | 17167038
8 | Proving and installation of fiberglass Blank blind casing pipe dia 10” with 5.5” wall thickness. complete in all respect as per specification and approved by the Engineer. | Rft | 740 | 3583 | 2651420
9 | Providing and installing Fiber glass Reinforced Polypropelene (FRP) bail plug of specified wall thickness having slot size of 0.9 mm to 1.10 mm in Tubewell bore hole i/c the cost of male / female coupling with Nylone Strip, studs complete in all respect as approved and directed by the Engineer Incharge.vi) 10"dia (6.35mm thickness) | Rft | 370 | 3735.5 | 1382135
10 | Providing and installation of centralizer complete in all respect as per specification and approved by the Engineer. | No. | 148 | 1148 | 169904
11 | Shrouding with graded pea gravel 3/8" to 1/8" arround tubewell casing in the bore hole. | Cft | 6520.88 | 186.65 | 1217122.252
12 | Testing and Development of tubewell of size 6"(150 mm ) and above continusly. ii) Above 1.5 cs Discharge | Hours | 2664 | 3253.1 | 8666258.4
13 | Supply and erection of copper conducter cables for service connection (rate for cable only), PVC insulated, PVC sheathed 4 core , 600/1100 volt non armoured cable. (7/0.064") | Rft | 1850 | 924.05 | 1709492.5
14 | Excavation of trenches in all kinds of soil except cutting rock, for watersupply pipelines upto 5 ft. (1.5 m) depth from ground level, including trimming, dressing sides leveling the beds of trenches to correct grade and cutting pits for joints, etc. complete in all respects. | 1000 | 118400 | 11293.9 | 1337197.76
15 | Rehandling of earthwork lead upto a lead of 50 ft. | 1000 | 118400 | 5266.8 | 623589.12
16 | Providing,laying,testing and commissioning μPVC (Unplasticized Poly vinyl Chloride Pressure pipe of nominal diameter, conforming to PS-3051/BS-3505, Dadex/ Popular/ Beta or approved equivalent manufacturer,i/c the cost of solvent and specials complete as approved and directed by the Engineer Incharge. a)Class-D 12 inch | Lft | 14800 | 3565 | 52762000
17 | Providing,laying,testing and commissioning μPVC (Unplasticized Poly vinyl Chloride Pressure pipe of nominal diameter, conforming to PS-3051/BS-3505, Dadex/ Popular/ Beta or approved equivalent manufacturer,i/c the cost of solvent and specials complete as approved and directed by the Engineer Incharge. a)Class-D 3 inch | Lft | 555 | 500.3 | 277666.5
Total: |  |  |  |  | 272635552.132
14. Installation of Pumps, Motors and Allied accessories (Mechanical Works for Jarewala Drain) PS-7 |  |  |  |  | 109394699 | 0 | 109394699
1 | Providing installation, testing and commissioning of vertical tubular casing pump with ever cleaning blades having discharge capacity of 40 cusec against 16-25 ft head including pump, motor, bowl assembly, column set, pre-lubrication tank, foundation fixing and alignment, MCCB/control panel with all electrical cables, accessories and connections from transformer to pump including earthing and protection devices, complete suction piping inside the chamber (SS/MS/CI) and delivery piping up to the outlet basin (40–50 ft) of approved material (Fibre reinforced cement/upvc of suitable internal diameter size as approved by E-in-C) with all bends, flanges, valves, gaskets, supports and accessories, and carrying out all works necessary for energizing, testing and full-load commissioning of the complete pump set in all respects. . Pump shall have min. 84% efficiency which should be verified according to ISO 9906-1B standard. Material of pump casing shall be Gray cast iron JL-1040 having propeller (ever cleaning blades) in Stainless Steel grade 1.4408. Pump and column pipe shall be coated internally and externally with epoxy paint. Material of pump shall be verified according to material test certificate EN 10204-3.1. Motor shall be of reputed manufacturer having min. IE3 efficiency class. Vertical solid shaft. Rating of motor to be 110 KW (150HP, 450 rpm)/8 pole, 3 phase, 50 Hz, 380/400 Volts. . Manufacturer shall have its own testing facility to verify pumps hydraulic performance testing. Manufacturer shall have its own material testing lab to verify metallurgical testing. [including transportation and all overhead charges] | No. | 8 | 13004544 | 104036352
2 | Providing installation, testing and commissioning of horizontal centrifugal pump having discharge capacity of 10 cusec against 30 ft - 35 ft head including pump, motor, bowl assembly, column set, pre-lubrication tank, foundation fixing and alignment, MCCB/control panel with all electrical cables and connections from transformer to pump including earthing and protection devices, complete suction piping inside the chamber (SS/MS/CI) and delivery piping up to the outlet basin (40–50 ft) of approved material (Fibre reinforced cement/upvc of suitable internal diameter size as approved by E-in-C) with all bends, flanges, gaskets, supports and accessories, and carrying out all works necessary for energizing, testing and full-load commissioning of the complete pump set in all respects.. Pump shall have min. 81% efficiency which should be verified according to ISO 9906-1B standard. Material of pump casing shall be Gray cast iron EN-GJL-250 having impeller in Stainless Steel grade 1.4408. Pump shall be coated internally with epoxy paint. Material of pump shall be verified according to material test certificate EN 10204-3.1. Motor shall be of reputed manufacturer having min. IE3 efficiency class. Rating of motor to be 37 KW (50HP, 950 rpm)/6 pole, 3 phase, 50 Hz, 380/400 Volts. Manufacturer shall have its own testing facility to verify pumps hydraulic performance testing. Manufacturer shall have its own material testing lab to verify metallurgical testing. [including transportation and all overhead charges] | No. | 1 | 3886124 | 3886124
3 | Providing, installation, testing and comissioning of 10 Ton and more capacity Gantry Craine, with girder bridge type arrangement, fitted with electric motor for its operation and mobility, electric wiring and fixing in position, complete in all rspect. | No. | 1 | 1472223 | 1472223
Total: |  |  |  |  | 109394699
15. Installation of Pumps, Motors and Allied accessories (Mechanical Works for D1,D2,D3 Drain) PS-4,5,6 |  |  |  |  | 39798176 | 0 | 39798176
Installation of PUMPS AT D1 DRAIN (PS-4)
1 | Providing installation, testing and commissioning of horizontal centrifugal pump having discharge capacity of 10 cusec against 30 ft - 35 ft head including pump, motor, bowl assembly, column set, pre-lubrication tank, foundation fixing and alignment, MCCB/control panel with all electrical cables, accessories and connections from transformer to pump including earthing and protection devices, complete suction piping inside the chamber (SS/MS/CI) and delivery piping up to the outlet basin (40–50 ft) of approved material (Fibre-Glass/Fibre cement/upvc as approved by E-in-C) with all bends, flanges, valves, gaskets, supports and accessories, and carrying out all works necessary for energizing, testing and full-load commissioning of the complete pump set in all respects.. Pump shall have min. 81% efficiency which should be verified according to ISO 9906-1B standard. Material of pump casing shall be Gray cast iron EN-GJL-250 having impeller in Stainless Steel grade 1.4408. Pump shall be coated internally with epoxy paint. Material of pump shall be verified according to material test certificate EN 10204-3.1. Motor shall be of reputed manufacturer having min. IE3 efficiency class. Rating of motor to be 37 KW (50HP, 950 rpm)/6 pole, 3 phase, 50 Hz, 380/400 Volts. Manufacturer shall have its own testing facility to verify pumps hydraulic performance testing. Manufacturer shall have its own material testing lab to verify metallurgical testing. [including transportation and all overhead charges] | No. | 3 | 3886124 | 11658372
2 | Providing installation, testing and commissioning of horizontal centrifugal pump having discharge capacity of 20 cusec against 30 ft - 35 ft head including pump, motor, bowl assembly, column set, pre-lubrication tank, foundation fixing and alignment, MCCB/control panel with all electrical cables, accessories and connections from transformer to pump including earthing and protection devices, complete suction piping inside the chamber (SS/MS/CI) and delivery piping up to the outlet basin (40 -- 50 ft) of approved material (Fibre reinforced cement/upvc of suitable internal diameter size as approved by E-in-C) with all bends, flanges, valves, gaskets, supports and accessories, and carrying out all works necessary for energizing, testing and full-load commissioning of the complete pump set in all respects.. Pump shall have min. 83% efficiency which should be verified according to ISO 9906-1B standard. Material of pump casing shall be Gray cast iron EN-GJL-250 having impeller in Stainless Steel grade 1.4408. Pump shall be coated internally with epoxy paint. Material of pump shall be verified according to material test certificate EN 10204-3.1. Motor shall be of reputed manufacturer having min. IE3 efficiency class. Rating of motor to be 75 KW (100HP, 950 rpm)/8 pole, 3 phase, 50 Hz, 380/400 Volts. Manufacturer shall have its own testing facility to verify pumps hydraulic performance testing. Manufacturer shall have its own material testing lab to verify metallurgical testing. [including transportation and all overhead charges] | No. | 1 | 8178639 | 8178639
3 | Providing, installation, testing and comissioning of 5 Ton and more capacity Gantry Craine, with girder bridge type arrangement, fitted with electric motor for its operation and mobility, electric wiring and fixing in position, complete in all rspect. | No. | 1 | 1472223 | 1472223
INSTALLATION OF PUMPS AT D-2 DRAIN (PS-5)
1 | Providing installation, testing and commissioning of horizontal centrifugal pump having discharge capacity of 10 cusec against 30 ft - 35 ft head including pump, motor, bowl assembly, column set, pre-lubrication tank, foundation fixing and alignment, MCCB/control panel with all electrical cables, accessories and connections from transformer to pump including earthing and protection devices, complete suction piping inside the chamber (SS/MS/CI) and delivery piping up to the outlet basin (40–50 ft) of approved material (Fibre reinforced cement/upvc of suitable internal diameter size as approved by E-in-C) with all bends, flanges, valves, gaskets, supports and accessories, and carrying out all works necessary for energizing, testing and full-load commissioning of the complete pump set in all respects.. Pump shall have min. 81% efficiency which should be verified according to ISO 9906-1B standard. Material of pump casing shall be Gray cast iron EN-GJL-250 having impeller in Stainless Steel grade 1.4408. Pump shall be coated internally with epoxy paint. Material of pump shall be verified according to material test certificate EN 10204-3.1. Motor shall be of reputed manufacturer having min. IE3 efficiency class. Rating of motor to be 37 KW (50HP, 950 rpm))/6 pole, 3 phase, 50 Hz, 380/400 Volts. Manufacturer shall have its own testing facility to verify pumps hydraulic performance testing. Manufacturer shall have its own material testing lab to verify metallurgical testing. [including transportation and all overhead charges] | No. | 2 | 3886124 | 7772248
2 | Providing, installation, testing and comissioning of 5 Ton capacity Gantry Craine, with girder bridge type arrangement, fitted with electric motor for its operation and mobility, electric wiring and fixing in position, complete in all rspect. | No. | 1 | 1472223 | 1472223
INSTALLATION OF PUMPS AT D-3 DRAIN (PS-6)
1 | Providing installation, testing and commissioning of horizontal centrifugal pump having discharge capacity of 10 cusec against 30 ft - 35 ft head including pump, motor, bowl assembly, column set, pre-lubrication tank, foundation fixing and alignment, MCCB/control panel with all electrical cables, accessories and connections from transformer to pump including earthing and protection devices, complete suction piping inside the chamber (SS/MS/CI) and delivery piping up to the outlet basin (40–50 ft) of approved material (Fibre reinforced cement/upvc of suitable internal diameter size as approved by E-in-C) with all bends, valves, flanges, gaskets, supports and accessories, and carrying out all works necessary for energizing, testing and full-load commissioning of the complete pump set in all respects.. Pump shall have min. 81% efficiency which should be verified according to ISO 9906-1B standard. Material of pump casing shall be Gray cast iron EN-GJL-250 having impeller in Stainless Steel grade 1.4408. Pump shall be coated internally with epoxy paint. Material of pump shall be verified according to material test certificate EN 10204-3.1. Motor shall be of reputed manufacturer having min. IE3 efficiency class. Rating of motor to be 37 KW (50HP, 950 rpm)/6 pole, 3 phase, 50 Hz, 380/400 Volts. Manufacturer shall have its own testing facility to verify pumps hydraulic performance testing. Manufacturer shall have its own material testing lab to verify metallurgical testing. [including transportation and all overhead charges] | No. | 2 | 3886124 | 7772248
2 | Providing, installation, testing and comissioning of 5 Ton capacity Gantry Craine, with girder bridge type arrangement, fitted with electric motor for its operation and mobility, electric wiring and fixing in position, complete in all rspect. | No. | 1 | 1472223 | 1472223
Total: |  |  |  |  | 39798176
16. Solarization of Pumps on proposed Pump Houses |  |  |  |  | 37602575 | 0 | 37602575
16.1 PS-4 of D1 main Drain
| Providing installation, testing, and commissioning of a 53.5 kW Solar PV system capable of running a horizontal centrifugal pump with discharge 10 cusec against 30–35 ft head, pump minimum 81% efficiency, including Tier-1 Bloomberg-certified mono / bi-facial N-type solar panels (JINKO / LONGI / JA / Canadian / AKCome / TW / Trina, 700+ W/panel, 23.5% efficiency), solar pump inverter INVT suitably rated for system capacity, mounted on 12 ft high L2/L3/L4 galvanized steel structure (14 gauge) with complete mechanical and civil works, DC and AC cabling with XLPE/PVC insulated tin-coated copper wires (DC 1-core 6 mm, AC 4-core 6 mm, 25 mm PVC/XLPE), combiner boxes, AC & DC breakers, SPDs (A+ grade), all distribution/protection boxes (12"×18"×18" SWG or equivalent), PVC pipes, flexible pipes (1–1.5"), thimbles (O-type, U-type with shrouds), Rawl bolts, nuts and bolts, complete earthing system, lightning arrestor, all civil works, foundations, supports, electrical connections for net metering with meter, transportation of all materials from warehouse to site, testing, commissioning, and manufacturer-provided maintenance/after-sales service for 2 years, complete in all respects as directed by the Engineer-in-Charge. | No | 3 | 4116450 | 12349350
16.2 PS-4 of D1 main Drain
| Providing installation, testing, and commissioning of a 107 kW Solar PV system for a horizontal centrifugal pump with discharge 20 cusec against 30 - 35 ft head, pump minimum 83% efficiency, including Tier-1 Bloomberg-certified mono/ bi-facial N-type solar panels (JINKO / LONGI / JA / Canadian / AKCome / TW / Trina, 700+ W/panel, 23.5% efficiency), solar pump inverter INVT suitably rated for system capacity, mounted on 12 ft high L2/L3/L4 galvanized steel structure (14 gauge) with complete mechanical and civil works, DC and AC cabling with XLPE/PVC insulated tin-coated copper wires (DC 1-core 6 mm, AC 4-core 6 mm, 25 mm PVC/XLPE), combiner boxes, AC & DC breakers, SPDs (A+ grade), all distribution/protection boxes (12"×18"×18" SWG or equivalent), PVC pipes, flexible pipes (1–1.5"), thimbles (O-type, U-type with shrouds), Rawl bolts, nuts and bolts, complete earthing system, lightning arrestor, all civil works, foundations, and supports, all electrical connections for net metering with meter, transportation of all materials from warehouse to site, testing, commissioning, and manufacturer-provided maintenance/after-sales service for up to 2 years, complete in all respects as directed by the Engineer-in-Charge. | No | 1 | 8787425 | 8787425
16.3 PS-5 of D2 Drain
| Providing installation, testing, and commissioning of a 53.5 kW Solar PV system capable of running a horizontal centrifugal pump with discharge 10 cusec against 30–35 ft head, pump minimum 81% efficiency, including Tier-1 Bloomberg-certified mono / bi-facial N-type solar panels (JINKO / LONGI / JA / Canadian / AKCome / TW / Trina, 700+ W/panel, 23.5% efficiency), solar pump inverter INVT suitably rated for system capacity, mounted on 12 ft high L2/L3/L4 galvanized steel structure (14 gauge) with complete mechanical and civil works, DC and AC cabling with XLPE/PVC insulated tin-coated copper wires (DC 1-core 6 mm, AC 4-core 6 mm, 25 mm PVC/XLPE), combiner boxes, AC & DC breakers, SPDs (A+ grade), all distribution/protection boxes (12"×18"×18" SWG or equivalent), PVC pipes, flexible pipes (1–1.5"), thimbles (O-type, U-type with shrouds), Rawl bolts, nuts and bolts, complete earthing system, lightning arrestor, all civil works, foundations, supports, electrical connections for net metering with meter, transportation of all materials from warehouse to site, testing, commissioning, and manufacturer-provided maintenance/after-sales service for 2 years, complete in all respects as directed by the Engineer-in-Charge. | No | 2 | 4116450 | 8232900
16.4 PS-6 of D3 Drain
| Providing installation, testing, and commissioning of a 53.5 kW Solar PV system capable of running a horizontal centrifugal pump with discharge 10 cusec against 30–35 ft head, pump minimum 81% efficiency, including Tier-1 Bloomberg-certified mono / bi-facial N-type solar panels (JINKO / LONGI / JA / Canadian / AKCome / TW / Trina, 700+ W/panel, 23.5% efficiency), solar pump inverter INVT suitably rated for system capacity, mounted on 12 ft high L2/L3/L4 galvanized steel structure (14 gauge) with complete mechanical and civil works, DC and AC cabling with XLPE/PVC insulated tin-coated copper wires (DC 1-core 6 mm, AC 4-core 6 mm, 25 mm PVC/XLPE), combiner boxes, AC & DC breakers, SPDs (A+ grade), all distribution/protection boxes (12"×18"×18" SWG or equivalent), PVC pipes, flexible pipes (1–1.5"), thimbles (O-type, U-type with shrouds), Rawl bolts, nuts and bolts, complete earthing system, lightning arrestor, all civil works, foundations, supports, electrical connections for net metering with meter, transportation of all materials from warehouse to site, testing, commissioning, and manufacturer-provided maintenance/after-sales service for 2 years, complete in all respects as directed by the Engineer-in-Charge. | No | 2 | 4116450 | 8232900
Total: |  |  |  |  | 37602575
17. Solarization of Tubewells 2 cusec 70 feet head |  |  |  |  | 169663050 | 0 | 169663050
17.1 Solarization of New Tubewells
| Providing installation, testing, and commissioning of a 22.5 kW Solar PV system capable of running a horizontal centrifugal pump with discharge 2 cusec against 70 ft head, pump minimum 81% efficiency, including Tier-1 Bloomberg-certified mono / bi-facial N-type solar panels (JINKO / LONGI / JA / Canadian / AKCome / TW / Trina, 700+ W/panel, 23.5% efficiency), solar pump inverter INVT suitably rated for system capacity, mounted on 12 ft high L2/L3/L4 galvanized steel structure (14 gauge) with complete mechanical and civil works, DC and AC cabling with XLPE/PVC insulated tin-coated copper wires, combiner boxes, AC & DC breakers, SPDs (A+ grade), all distribution/protection boxes (12"×18"×18" SWG or equivalent), PVC pipes, flexible pipes (1–1.5"), thimbles (O-type, U-type with shrouds), Rawl bolts, nuts and bolts, complete earthing system, lightning arrestor, all civil works, foundations, and supports, all electrical connections for net metering with meter, transportation of all materials from warehouse to site, testing, commissioning, and manufacturer-provided maintenance/after-sales service for up to 2 years, complete in all respects as directed by the Engineer-in-Charge. | No | 37 | 1950150 | 72155550
17.2 Solarization of Existing Tubewells
| Providing installation, testing, and commissioning of a 22.5 kW Solar PV system capable of running a horizontal centrifugal pump with discharge 2 cusec against 70 ft head, pump minimum 81% efficiency, including Tier-1 Bloomberg-certified mono / bi-facial N-type solar panels (JINKO / LONGI / JA / Canadian / AKCome / TW / Trina, 700+ W/panel, 23.5% efficiency), solar pump inverter INVT suitably rated for system capacity, mounted on 12 ft high L2/L3/L4 galvanized steel structure (14 gauge) with complete mechanical and civil works, DC and AC cabling with XLPE/PVC insulated tin-coated copper wires, combiner boxes, AC & DC breakers, SPDs (A+ grade), all distribution/protection boxes (12"×18"×18" SWG or equivalent), PVC pipes, flexible pipes (1–1.5"), thimbles (O-type, U-type with shrouds), Rawl bolts, nuts and bolts, complete earthing system, lightning arrestor, all civil works, foundations, and supports, all electrical connections for net metering with meter, transportation of all materials from warehouse to site, testing, commissioning, and manufacturer-provided maintenance/after-sales service for up to 2 years, complete in all respects as directed by the Engineer-in-Charge. | No | 50 | 1950150 | 97507500
Total: |  |  |  |  | 169663050
18. Construction of New Quarter for Tube well Operator |  |  |  |  | 157218842.1317 | 0 | 157218842.1317
1 | Excavation in foundation of building, bridges, and other structures, including dag belling, dressing refilling around structure with excavated earth, watering and ramming lead upto one chain (30m)and lift upto 5' (1.5 m) (b) in ordinary soil. By Manual | 1000 | 72531.6637 | 15824.15 | 1147751.9269
2 | Spraying antitermite liquid mixed with water ratio 1:40 | 1 | 88776.1875 | 12.55 | 1114141.1531
3 | Cement concrete plain including, placing, compacting, finishing and curing complete (including screening and washing of stones aggregate) |  | 0 | 0
| a) Nominal mix ratio 1:4:8 | 100 | 11548.9237 | 34694.3 | 4006818.2526
4 | Pacca brick work in foundation and plinth in cement sand mortar ratio 1:6. | 100 | 44360.68 | 32675.95 | 14495273.6165
5 | Providing and laying damp proof course of cement 1:2:4 (using cement, sand and shingle), including bitumen coating with one coat of bitumen and one coat polythenesheet 500 gauge 1½" thick (40 mm). | 100 | 8834.1094 | 11460.2 | 1012406.6026
6 | Providing and laying vertical damp proof course with cement sand plaster and bitumen coating with one coat of bitumen and one coat of polythene sheet 500 gauge-Ratio 1:3 a) ½ " thick (13 mm) | 100 | 8771.49 | 7607.35 | 667277.9445
7 | Filling watering ramming earth under floors with surplus earth from foundation etc. | 1000 | 31674.37 | 7547.75 | 239070.2262
8 | Pacca brick work in ground floor. Cement sand mortar Ratio 1:4 | 100 | 47794.11 | 35830.6 | 17124916.3777
9 | Providing and laying reinforced cement concrete (including prestressed concrete), using Sulphate resisting cement; coarse sand and screened graded and washed aggregate, in required shape and design, including forms, moulds, shuttering, lifting, compacting, curing, rendering and finishing exposed surface, complete 2) Plastering done under soffit of R.C.C. (but excluding the cost of steel reinforcement, its fabrication and placing in position etc.) - a) Reinforced cement concrete in roof slab, beams, columns lintels, girders and other structural members laid in situ or precast laid in position, or prestressed members cast in situ, complete in all respects. Type C (nominal mix 1:2:4) | 1 | 21724.43 | 741.85 | 16116268.3955
10 | Providing and Fabrication of mild steel reinforcement for cement concrete, including cutting, bending, laying in position, 13 making joints and fastenings, including cost of binding wire and labour charges for binding of steel reinforcement (also includes removal of rust from bars):- Deformed bars (Grade-60). | 100 | 65173.29 | 30376.9 | 19797625.13
11 | Providing and fixing windows consisting of M.S box section frame 2" x 1½" ( 50 x 40mm) Leaves frame 1½" x 1" (40 x 25 mm) box section frame for glazing 3/8" x 3/8" (10 x 10 mm) using 16 SWG sheet 'U' shaped rubber supported with 1" x 1/8" (25 x 3 mm) M.S. flat for fixing 3/16" (5 mm) thick glass panes M.S. box section 1/2" x 1/2" (13 x 13 mm) of 16 SWG for fixing 24 SWG wire gauge on outer side by means of 3/4" x 1/8" (20 x 3 mm) M.S. flat and screws including grill of M.S. flat 1/2" x 1/8" (13 x 3 mm) or 1/4" x 1/4" (6 x 6 mm) square bar with independent frame of 1/2" x 1/2" (13 x 13 mm) box section of 16 SWG i/c all C.P fitting and painting 3 coats complete in all respect. | 1 | 3276 | 2180.7 | 7143973.2
12 | Providing and fixing mild steel chowkat of doors windows C. windows etc. including holdfast making and threading 18 holes for hinges etc. complete 1½" x 1½" x 1/4" (40 x 40 x 6 mm) welded with M.S. flat 2" x 1/4" (50 m M.S. angle iron). | 1 | 3822 | 457.1 | 1747036.2
13 | Providing and fixing 1½" (40 mm) thick solid flush door shutter sterling or equivalent with commercial ply (5mm thick) on both sides double pressed and deodar wood lapping 1½" x 3/8" (40 mm x 10 mm) around shutter including chromium plated fitting, iron hinges with aluminum kick plate 22 SWG on both sides and finger plate complete in all respect. | 1 | 3822 | 638.85 | 2441684.7
14 | Providing and laying single layer of tile 9" x 4½" x 1½" laid over 4" earth and 1" thick mud plaster without bhoosa, grouted with cement mud (1:3) on top of R.C.C. roof, slab, provided with 34 lbs. per % Sft. Or 1.72 Kg./Sq.m. bitumen coating sand blinded. | 100 | 33854.8438 | 13179.6 | 4461932.9869
15 | Providing and laying polythene sheet under floor or roof complete 500 gauge. | 1 | 34218.8438 | 11 | 376407.2812
16 | Supplying and filling sand under floor or plugging in wells. | 100 | 7420.14 | 3987 | 295840.9818
17 | Providing and laying watering and ramming brick ballast 1½" to 2" (40 mm to 50 mm) mixed with 25% sand for floor foundation complete in all respect. | 100 | 9109.1 | 12801.2 | 1166074.1092
18 | 1½"(40 mm) thick mosaic flooring, consisting of ½ " mosaic topping of one part of cement and marble powder in the ratio of 3:1 and two parts of marble chips, laid over 1"(25 mm) thick floor of 1:2:4 cement concrete, including rubbing and polishing complete with finishing :-using grey cement | 100 | 22325.3713 | 29658.5 | 6621370.2322
19 | Mosaic dado or skirting with one part of cement and marble powder in the ratio of 3:1 and two parts of marble chips, laid over ½"(13 mm) thick cement plaster 1:3, including rubbing and polishing, complete with finishing:(a) using grey cement: i) 1/2"(13 mm) thick | 100 | 14054.04 | 19146.85 | 2690905.9577
20 | Providing and fixing marble strip of any shade for dividing the mosaic flooring into panels(a) Size 1½" x 3/8" (40 x 10 mm) | 1 | 22750 | 39.6 | 900900
21 | Cement concrete plain including, placing, compacting, finishing and curing complete (including screening and washing of stones aggregate) |  | 0 | 0
| b) Nominal mix ratio 1:2:4 | 100 | 1780.1875 | 47135.9 | 839107.3998
22 | Cement plaster 1:4 upto 20' (6.00 m) height 1/2" (13 mm) thick. | 100 | 113184.6625 | 4614.1 | 5222453.5124
23 | Cement plaster 3/8" (10 mm thick under soffit of R.C.C. roof slabs only, upto 20' height (Ratio 1:3). | 100 | 21116.55 | 5264.65 | 1111712.4496
24 | Distempering:- 3 coat | 100 | 99928.2375 | 1548.2 | 1547088.973
25 | Providing and applying weather shield paint of approved quality on external surface of building including preparation of surface, application of primer complete in all respect: | 100 | 31339.945 | 7379.1 | 2312605.8815
26 | Cement pointing struck joints on wall upto 20' (6m) height (a) Ratio 1:2 including extra cost of labour and material for red oxide pigment in cement pointing to match with the colour of bricks. | 100 | 65280.215 | 5012.65 | 3272268.6972
27 | Providing, laying, cutting, jointing, testing and disinfecting PVC/ uPVC pipe line with `B' Class working pressure complete in all respects:- 4" i/d (100 mm) | 1 | 1183 | 514.9 | 609126.7
28 | Providing and installing P.V.C. bends, of B.S.S.b) 4" i/d (100 mm) | 1 | 182 | 849.7 | 154645.4
29 | Making top khurra on roof 2' x 2' x 6". | 1 | 91 | 1159.65 | 105528.15
30 | Providing and fixing sliding; bolt to doors iron sliding bolt, 10" (250 mm) long. | 1 | 182 | 656.85 | 119546.7
31 | Painting new surface (c) preparing surface and painting of doors and windows any type (including edges) priming coat and 2 subsequent coats of paint. | 100 | 7644 | 3052.4 | 233325.456
32 | Providing and fitting glazed earthen ware water closet, squatter type (Orisa pattern) combined with foot rest white. | 1 | 91 | 4105.05 | 373559.55
33 | Providing and fitting "P" trap 10 cm (4") glazed. | 1 | 273 | 463.15 | 126439.95
34 | Providing and Fixing chromium plated bib cock (ii)1.5 cm (1/2"). | 1 | 364 | 1639.2 | 596668.8
35 | Providing & fitting plastic made low down flushing cistern 13.63 litre (3 gallons) capacity, including bracket set, copper connection, etc. complete (i) white. | 1 | 91 | 8069.2 | 734297.2
36 | Providing, laying, cutting, jointing, testing and disinfecting PVC/ uPVC pipe line with `B' Class working pressure complete in all respects:- 4" i/d (100 mm) | 1 | 9100 | 514.9 | 4685590
37 | Providing and installing P.V.C. bends, of B.S.S.b) 4" i/d (100 mm) | 1 | 364 | 849.7 | 309290.8
38 | Providing and installing P.V.C. tees, of B.S.S.Class `B' working pressure:-b) 4" i/d (100 mm) | 1 | 364 | 2374.25 | 864227
39 | Providing,laying,testing and commissioning of POLYPROPYLENE RANDOM COPOLYMER (PPRC water supply pipe ( Dadex/ Popular/ Beta or approved equivalent manufacturer, withs pecified pressure rating PN (PRESSURE NOMINAL) and conforming to DIN8077-8078 codei/ccost of solvent,specials,making jharries complete in all respect as approved and directed by Engineer Incharge.(Internal/ExternalDiametersmentioned). a) PN-16 pipe |  | 0
i | a) 20mm | 1 | 9100 | 62.95 | 572845
ii | b) 25mm | 1 | 4550 | 87.1 | 396305
40 | Providing and fixing looking glass (mirror) 22" x 16" (55 x 40) cm, and 5 mm thick glass first quality. | 1 | 91 | 1457.7 | 132650.7
41 | Providing and fixing stainless steel sink with drain board, size 120 x 60 cm (48 x 24") including bracket set, waste pipe and waste coupling. | 1 | 91 | 15209.1 | 1384028.1
42 | Providing and fitting. | 0 | 0 | 0 | 0
| a) Plastic soap dish. | 1 | 91 | 1380 | 125580
| b) Plastic towel rail. | 1 | 91 | 1610 | 146510
| c) plastic shelf 60x13cm (24" x 5") with bracket and railing. | 1 | 91 | 1035 | 94185
43 | Providing and fixing chromium plated tee stop cock 15 mm (1/2"). | 1 | 91 | 1999.2 | 181927.2
44 | Supply and erection of PVC pipe for wiring recessed in walls, including inspection boxes, pull boxes, hooks, cutting jharries and repairing surface, etc. complete with all specials. |  | 0
| a) 20mm (3/4") i/d. | 1 | 9100 | 112.25 | 1021475
| b) 25 mm (1") i/d | 1 | 4550 | 133.6 | 607880
45 | Supply and erection of single core PVC insulated copper conductor cables, in prepaid P.V.C. pile/M.S. conduit/G.I. pipe/wooden strip batten/wooden casing and caping/G.I. wire/trenches (rate for cables only) (a) 250/440 volts, P.V.C. insulated. |  | 0
| a) 3/0.74mm (3/0.029"). | 1 | 27300 | 35.7 | 974610
| b) 7/0.74mm (7/0.029"). | 1 | 9100 | 56.3 | 512330
46 | Supply and erection of copper conductor cable for service connection in prepaid pipe/G.I. wire/trenches, etc. (rate for cable only) (a) PVC insulated, PVC sheathed, twin core, 250/440 volts 7/0.44" (7/1.12mm). | 1 | 18200 | 237.65 | 4325230
47 | Supply and connection of M.S. sheet box of 16 SWG, 10 cm (4") deep with 4.75 mm thick (3/16") bakelite sheet top, for recessed wiring, including making holes for regulators switches, plugs etc. |  | 0
| a) 10 x 10 cm (4" x 4"). | 1 | 182 | 382.3 | 69578.6
| b) 17.5 x 10 cm (7" x 4"). | 1 | 364 | 522.75 | 190281
| c) 22.5 x 10 cm (9" x 4"). | 1 | 91 | 668.8 | 60860.8
48 | Supply and erection of switches 5 amp. Piano Type. | 1 | 3185 | 102.7 | 327099.5
49 | Supply and erection of backlite button holder shade, large size. | 1 | 546 | 178.75 | 97597.5
50 | Supply and erection of ceiling rose, bakelite. | 1 | 546 | 96.3 | 52579.8
51 | Supply and erection of wall socket with 3 pin 5 amp shoe. | 1 | 182 | 204.7 | 37255.4
52 | Supply and erection of 3 pin switch and plug combined recessed type (ii) 10/15 amp. | 1 | 182 | 213.1 | 38784.2
53 | P/F wall mounted DB (Distribution Board) made with 16SWG Sheet (Recessded/Surface mounted Type), Powder coated Paint, i/c the cost of Lock, Indication lights,Thimble, Copper Comb, Wiring, Netural & Earth Bar, Door Earthing, Digital Voltmeter,Digital Ammeter,Volt Selector Switch,Ammeter selector switch,Current Transformers and Controles Complete in all respect as approved and directed by the Engineer Incharge (Breakers will be Paid Separately)(a) 6" deep (i) 20~60A | 1 | 91 | 24422.65 | 2222461.15
54 | Suppling,Installation and comissioning of MCB (Miniature Circuit Breaker) of specified rating made of LEGRAND FRANCE/ GE U.S.A / SCHNEIDER GERMANY /SIEMEN GERMAN/TERASAKI JAPAN/ ABB SWITZERLAND in prelaid DBs and Panels i/c the cost of screwes,necessary wire completb) Double Pole(iii) 6-63 Amp (10 KA) | 1 | 91 | 5616.25 | 511078.75
55 | Suppling,Installation and comissioning of MCB (Miniature Circuit Breaker) of specified rating made of LEGRAND FRANCE/ GE U.S.A / SCHNEIDER GERMANY /SIEMEN GERMAN/TERASAKI JAPAN/ ABB SWITZERLAND in prelaid DBs and Panels i/c the cost of screwes,necessary wire complet Single Pole(iii) 6-63 Amp (10 KA) | 1 | 364 | 1453.75 | 529165
56 | Supply and erection of 3/8" (10mm) dia M.S. bar fan hook, placed at the time of casting of slab. | 1 | 91 | 83.75 | 7621.25
57 | Providing and fixing Pakistan Energy Label NEECA approved Copper winded Ceiling Fan i/c the cost of necessary cable and hardware for connection as approved and directed by Engineer Incharge. 56" Sweep | 1 | 91 | 10815.4 | 984201.4
58 | Erecting of ceiling fan along with regulator (all sizes) including carriage local railway station/ store to site of work, electric wire/cable for suspension rod and board connection and cutting, threading on the rod where necessary. | 1 | 91 | 663.65 | 60392.15
59 | Supply and erection of tube light, including rod, choke, starter with frame, flexible wire, including connection from ceiling rose, etc., complete ii)single rod (40 watts) with one choke and one starter. | 1 | 546 | 1995.3 | 1089433.8
60 | Provided and installed 1 HP electric water pump with 70 ft bore, and successfully installed a 200-gallon water tank including all accessories and plumbing connections. | 1 | 91 | 99800 | 9081800
61 | Carriage of 100 Cf t. (2.83 cu.m) of all materials like stone aggregate, spawl, kankar lime (unslaked), surkhi , etc. or 150 Cf t. (4.25 cu.m) timber, by truck or by any othermeans owned by the contractor from Sakhi Sarwar Quarry to site 275 Km including first 11KM hilly area. |  | 0
i | PCC 1:4:8 | 100 | 11086.9668 | 14042.6 | 1556898.3999
ii | PCC 1:2:4 | 100 | 1566.565 | 14042.6 | 219986.4567
iii | RCC 1.2.4 | 100 | 19117.4984 | 14042.6 | 2684593.8303
iv | DPC 1.2.4 | 100 | 971.752 | 14042.6 | 136459.2507
Total Cost for Section -12 (New Quarter for Tube well Operator) |  |  |  |  | 157218842.1317
19. Eastward Extension of Evaporation Ponds |  |  |  |  | 256928071.5794 | -4.6779 | 256928066.9016
i. Earth Work for Jarewala Drain ( from RD 0+000 to 25+446)
1 | Earth Work in excavation of drains, irrigation channels through excavator/ drag lines in all kind of soil and conditions (dry, wet slush, daldal and under water ) including its disposal and preperation of working pad for operation of machinary. (rates includes 100ft lead) | 1000 | 4234073.1 | 4640.7 | 19649063.0352
2 | Dressing and levelling of earthwork to designed section etc complete in ii) ordinary or hard soil soil | 1000 | 1712983.98 | 940.9 | 1611746.6268
3 | Transportation of earth all types when the total distance, including the lead covered in the item of work.
| a) 500 ft | 1000 | 70005 | 1073.2 | 75129.366
| b) 750 ft | 1000 | 29937.5 | 1743.95 | 52209.5031
4 | Providing and fixing Enamelled steel plate gauge 4" wide 1/4" thick (including painting and lettering) 10 ft length | 1 | 5 | 14630 | 73150
5 | Jungle clearance and removing within 100 ft. light | 1000 | 1272300 | 376.2 | 478639.26
6 | Providing and erection at site of work:- iii) R.C.C. boundary pillar. (Complete in all respect including transportation, Cement concrete foundation, fixing, painting and lettering etc) | 1 | 260 | 1326.2 | 344812
ii. Data Board:
1 | Excavation in foundation of building bridges and other structures including dagbelling, dressing, refilling around structure with excavated earth, watering and ramming lead upto one chain and lift upto 5 ft. in ordinary soil | 1000 | 98 | 15824.15 | 1550.7667
2 | Cement concrete plain including, placing, compacting, finishing and curing complete (including screening and washing of stones aggregate) |  |  | 0 | 0
| a) Nominal mix ratio 1:4:8 | 100 | 24.5 | 34694.3 | 8500.1035
3 | Pacca brick work in foundation and plinth in cement sand mortar ratio 1:6. | 100 | 97.5 | 32675.95 | 31859.0513
4 | Providing and laying damp proof course of cement 1:2:4 (using cement, sand and shingle), including bitumen coating with with 2 coats of bitumen: 1½" thick (40 mm). | 100 | 39 | 11851.7 | 4622.163
5 | Pacca brick work other than building upto 10 ft. height in cement sand mortor ratio 1:3 | 100 | 81.7031 | 37620.6 | 30737.2058
6 | Cement plaster 1:4 upto 20 ft. height, 3/8" thick | 100 | 230.65 | 4334.75 | 9998.1009
7 | Providing and applying weather shield paint of approved quality on external surface of building including preparation of surface, application of primer complete in all respect white. | 100 | 230.65 | 7379.1 | 17019.8941
8 | Writing letter or figures per letter per inch height | 1 | 500 | 30.5 | 15250
9 | Carriage of 100 Cf t. (2.83 cu.m) of all materials like stone aggregate, spawl, kankar lime (unslaked), surkhi , etc. or 150 Cf t. (4.25 cu.m) timber, by truck or by any othermeans owned by the contractor from Sakhi Sarwar Quarry to site 275 Km including first 11KM hilly area.
| DPC | 100 | 4.29 | 14042.6 | 602.4275
iii. RD Marks:
1 | Precast reinfoced cement concrete type "C" 1:2:4. | 1 | 44.72 | 546.95 | 24459.604
2 | Fabrication of mild steel reinforcement for cement concrete including cutting bending laying in position etc. complete in all respect. (deformed bars) Grade 40 | 100 | 102.18 | 30006.1 | 30660.233
3 | Carriage of consignment job upto 5 KMs Average | 1 | 26 | 115.4 | 3000.4
4 | Placing boundary pillars in position, including digging pits. | 1 | 26 | 141.9 | 3689.4
5 | Preparing surface and painting with emulation paint 3 coat. | 100 | 91 | 4307.55 | 3919.8705
6 | Writing letter or firgures per letter per inch height (three figure each side). | 1 | 260 | 30.5 | 7930
7 | Carriage of 100 Cf t. (2.83 cu.m) of all materials like stone aggregate, spawl, kankar lime (unslaked), surkhi , etc. or 150 Cf t. (4.25 cu.m) timber, by truck or by any othermeans owned by the contractor from Sakhi Sarwar Quarry to site 275 Km including first 11KM hilly area.
ii | PCC 1:2:4 | 100 | 39.3536 | 14042.6 | 5526.2686
iv. Road Barier:
1 | Earthwork excavation undressed lead upto a single throw of Kassi, phaorah or shovel: In ordinary soil. | 1000 | 245 | 15824.15 | 3876.9167
2 | Cement concrete plain including placing, compacting, finishing and curing complete (including screening and washing of stone aggregate) Ratio 1: 2: 4 | 100 | 367.5 | 47135.9 | 173224.4325
3 | Providing, laying, cutting, jointing, testing and disinfecting G.I. pipeline in trenches, with socket joints, using G.I. pipes of B.S.S. 1387-1967 complete in all respects, with specials and valves. i) 4" i/d (100 mm) 3.65mm thick | 1 | 560 | 1788 | 1001280
4 | Carriage of 100 Cft of all material like stone aggregate, spawl, kankar, lime (unsoaked) surkhi etc by truck or by any other means owned by the contractor, lead 300Km.(From Sakhi Sarwar) | 100 | 323.4 | 14095.1 | 45583.5534
Total Cost: |  |  |  |  | 23708040.1827 | 23708035.28 | -4.9026
v. Earth Work of New 1-L / Jarewala Drain ( from RD 0+000 to 16+500)
1 | Earth Work in excavation of drains, irrigation channels through excavator/ drag lines in all kind of soil and conditions (dry, wet slush, daldal and under water ) including its disposal and preperation of working pad for operation of machinary. (rates includes 100ft lead) | 1000 | 3676695 | 4640.7 | 17062438.4865
2 | Dressing and levelling of earthwork to designed section etc complete in ii) ordinary or hard soil soil | 1000 | 4402362.5 | 940.9 | 4142182.8763
3 | Transportation of earth all types when the total distance, including the lead covered in the item of work.
| Lead 500 Feet | 1000 | 137177.5 | 1073.2 | 147218.893
| Lead 750 Feet | 1000 | 898790 | 1743.95 | 1567444.8205
| Lead 1750 Feet | 1000 | 496885 | 6751.2 | 3354570.012
4 | Borrowpit excavation undressed lead upto 100 ft (30 metre) in a) ordinary soil with
| Lead 500 feet | 1000 | 1780642.5 | 11606.8 | 20667561.369
7 | Providing and erection at site of work:- iii) R.C.C. boundary pillar. (Complete in all respect including transportation, Cement concrete foundation, fixing, painting and lettering etc) | 1 | 170 | 1326.2 | 225454
vi. Data Board:
1 | Excavation in foundation of building bridges and other structures including dagbelling, dressing, refilling around structure with excavated earth, watering and ramming lead upto one chain and lift upto 5 ft. in ordinary soil | 1000 | 98 | 15824.15 | 1550.7667
2 | Cement concrete plain including, placing, compacting, finishing and curing complete (including screening and washing of stones aggregate) |  |  | 0 | 0
| a) Nominal mix ratio 1:4:8 | 100 | 24.5 | 34694.3 | 8500.1035
3 | Pacca brick work in foundation and plinth in cement sand mortar ratio 1:6. | 100 | 97.5 | 32675.95 | 31859.0513
4 | Providing and laying damp proof course of cement 1:2:4 (using cement, sand and shingle), including bitumen coating with with 2 coats of bitumen: 1½" thick (40 mm). | 100 | 39 | 11851.7 | 4622.163
5 | Pacca brick work other than building upto 10 ft. height in cement sand mortor ratio 1:3 | 100 | 81.7031 | 37620.6 | 30737.2058
6 | Cement plaster 1:4 upto 20 ft. height, 3/8" thick | 100 | 230.65 | 4334.75 | 9998.1009
7 | Providing and applying weather shield paint of approved quality on external surface of building including preparation of surface, application of primer complete in all respect white. | 100 | 230.65 | 7379.1 | 17019.8941
8 | Writing letter or figures per letter per inch height | 1 | 500 | 30.5 | 15250
9 | Carriage of 100 Cf t. (2.83 cu.m) of all materials like stone aggregate, spawl, kankar lime (unslaked), surkhi , etc. or 150 Cf t. (4.25 cu.m) timber, by truck or by any othermeans owned by the contractor from Sakhi Sarwar Quarry to site 275 Km including first 11KM hilly area.
| DPC | 100 | 4.29 | 14042.6 | 602.4275
vii. RD Marks:
1 | Precast reinfoced cement concrete type "C" 1:2:4. | 1 | 29.24 | 546.95 | 15992.818
2 | Fabrication of mild steel reinforcement for cement concrete including cutting bending laying in position etc. complete in all respect. (deformed bars) Grade 40 | 100 | 66.81 | 30006.1 | 20047.0754
3 | Carriage of consignment job upto 5 KMs Average | 1 | 17 | 115.4 | 1961.8
4 | Placing boundary pillars in position, including digging pits. | 1 | 17 | 141.9 | 2412.3
5 | Preparing surface and painting with emulation paint 3 coat. | 100 | 59.5 | 4307.55 | 2562.9923
6 | Writing letter or firgures per letter per inch height (three figure each side). | 1 | 170 | 30.5 | 5185
7 | Carriage of 100 Cf t. (2.83 cu.m) of all materials like stone aggregate, spawl, kankar lime (unslaked), surkhi , etc. or 150 Cf t. (4.25 cu.m) timber, by truck or by any othermeans owned by the contractor from Sakhi Sarwar Quarry to site 275 Km including first 11KM hilly area.
ii | PCC 1:2:4 | 100 | 25.7312 | 14042.6 | 3613.3295
Total Cost: |  |  |  |  | 47338785.4853
viii. Remodelling of Existing 1-L / Jarewala Drain (Earth Work from RD 0+000 to 3+500)
1 | Earth Work in excavation of drains, irrigation channels through excavator/ drag lines in all kind of soil and conditions (dry, wet slush, daldal and under water ) including its disposal and preperation of working pad for operation of machinary. (rates includes 100ft lead) | 1000 | 15402.5 | 4640.7 | 71478.3818
2 | Dressing and levelling of earthwork to designed section etc complete in ii) ordinary or hard soil soil | 1000 | 51770 | 940.9 | 48710.393
3 | Transportation of earth all types when the total distance, including the lead covered in the item of work.
| Lead 500 Feet | 1000 | 1360 | 1073.2 | 1459.552
4 | Borrowpit excavation undressed lead upto 100 ft (30 metre) in a) ordinary soil with
| Lead 500 feet | 1000 | 45770 | 11606.8 | 531243.236
5 | Providing and erection at site of work:- iii) R.C.C. boundary pillar. (Complete in all respect including transportation, Cement concrete foundation, fixing, painting and lettering etc) | 1 | 40 | 1326.2 | 53048
ix. Data Board:
1 | Excavation in foundation of building bridges and other structures including dagbelling, dressing, refilling around structure with excavated earth, watering and ramming lead upto one chain and lift upto 5 ft. in ordinary soil | 1000 | 49 | 15824.15 | 775.3833
2 | Cement concrete plain including, placing, compacting, finishing and curing complete (including screening and washing of stones aggregate) |  |  | 0 | 0
| a) Nominal mix ratio 1:4:8 | 100 | 12.25 | 34694.3 | 4250.0518
3 | Pacca brick work in foundation and plinth in cement sand mortar ratio 1:6. | 100 | 48.75 | 32675.95 | 15929.5256
4 | Providing and laying damp proof course of cement 1:2:4 (using cement, sand and shingle), including bitumen coating with with 2 coats of bitumen: 1½" thick (40 mm). | 100 | 19.5 | 11851.7 | 2311.0815
5 | Pacca brick work other than building upto 10 ft. height in cement sand mortor ratio 1:3 | 100 | 40.8516 | 37620.6 | 15368.6029
6 | Cement plaster 1:4 upto 20 ft. height, 3/8" thick | 100 | 115.325 | 4334.75 | 4999.0504
7 | Providing and applying weather shield paint of approved quality on external surface of building including preparation of surface, application of primer complete in all respect white. | 100 | 115.325 | 7379.1 | 8509.9471
8 | Writing letter or figures per letter per inch height | 1 | 250 | 30.5 | 7625
9 | Carriage of 100 Cf t. (2.83 cu.m) of all materials like stone aggregate, spawl, kankar lime (unslaked), surkhi , etc. or 150 Cf t. (4.25 cu.m) timber, by truck or by any othermeans owned by the contractor from Sakhi Sarwar Quarry to site 275 Km including first 11KM hilly area.
| DPC | 100 | 2.145 | 14042.6 | 301.2138
x. RD Marks:
1 | Precast reinfoced cement concrete type "C" 1:2:4. | 1 | 6.88 | 546.95 | 3763.016
2 | Fabrication of mild steel reinforcement for cement concrete including cutting bending laying in position etc. complete in all respect. (deformed bars) Grade 40 | 100 | 15.72 | 30006.1 | 4716.9589
3 | Carriage of consignment job upto 5 KMs Average | 1 | 4 | 115.4 | 461.6
4 | Placing boundary pillars in position, including digging pits. | 1 | 4 | 141.9 | 567.6
5 | Preparing surface and painting with emulation paint 3 coat. | 100 | 14 | 4307.55 | 603.057
6 | Writing letter or firgures per letter per inch height (three figure each side). | 1 | 40 | 30.5 | 1220
7 | Carriage of 100 Cf t. (2.83 cu.m) of all materials like stone aggregate, spawl, kankar lime (unslaked), surkhi , etc. or 150 Cf t. (4.25 cu.m) timber, by truck or by any othermeans owned by the contractor from Sakhi Sarwar Quarry to site 275 Km including first 11KM hilly area.
ii | PCC 1:2:4 | 100 | 6.0544 | 14042.6 | 850.1952
Total Cost: |  |  |  |  | 778191.8463
Total Cost: |  |  |  |  | 48116977.3315 | 48116977.41 | 0.078466
xi. Construction of Link Channels of Jarewala Drain System
1 | Earth Work in excavation of drains, irrigation channels through excavator/ drag lines in all kind of soil and conditions (dry, wet slush, daldal and under water ) including its disposal and preperation of working pad for operation of machinary. (rates includes 100ft lead) | 1000 | 4410982.06 | 4640.7 | 20470044.4458
2 | Dressing and levelling of earthwork to designed section etc complete in ii) ordinary or hard soil soil | 1000 | 1949662.13 | 940.9 | 1834437.0981
3 | Rehandling of earthwork lead upto 50ft (35% of excess cutting) | 1000 | 910707.7752 | 5266.8 | 4796515.7107
4 | Transportation of earth all types when the total distance, including the lead covered in the item of work.
| Lead 500 Feet | 1000 | 147378.58 | 1073.2 | 158166.6921
| Lead 1000 Feet | 1000 | 224897.5 | 2414.7 | 543059.9933
| Lead 1500 Feet | 1000 | 468525 | 6751.2 | 3163105.98
5 | Borrowpit excavation undressed lead upto 100 ft (30 metre) in a) ordinary soil with
| Lead 250 feet | 1000 | 140702.285 | 10936.05 | 1538727.2239
xii. Data Board:
1 | Excavation in foundation of building bridges and other structures including dagbelling, dressing, refilling around structure with excavated earth, watering and ramming lead upto one chain and lift upto 5 ft. in ordinary soil | 1000 | 294 | 15824.15 | 4652.3001
2 | Cement concrete plain including, placing, compacting, finishing and curing complete (including screening and washing of stones aggregate) |  |  | 0 | 0
| a) Nominal mix ratio 1:4:8 | 100 | 73.5 | 34694.3 | 25500.3105
3 | Pacca brick work in foundation and plinth in cement sand mortar ratio 1:6. | 100 | 292.5 | 32675.95 | 95577.1537
4 | Providing and laying damp proof course of cement 1:2:4 (using cement, sand and shingle), including bitumen coating with with 2 coats of bitumen: 1½" thick (40 mm). | 100 | 117 | 11851.7 | 13866.489
5 | Pacca brick work other than building upto 10 ft. height in cement sand mortor ratio 1:3 | 100 | 245.1094 | 37620.6 | 92211.6175
6 | Cement plaster 1:4 upto 20 ft. height, 3/8" thick | 100 | 691.95 | 4334.75 | 29994.3026
7 | Providing and applying weather shield paint of approved quality on external surface of building including preparation of surface, application of primer complete in all respect white. | 100 | 691.95 | 7379.1 | 51059.6825
8 | Writing letter or figures per letter per inch height | 1 | 1500 | 30.5 | 45750
9 | Carriage of 100 Cf t. (2.83 cu.m) of all materials like stone aggregate, spawl, kankar lime (unslaked), surkhi , etc. or 150 Cf t. (4.25 cu.m) timber, by truck or by any othermeans owned by the contractor from Sakhi Sarwar Quarry to site 275 Km including first 11KM hilly area.
| DPC | 100 | 12.87 | 14042.6 | 1807.2826
xiii. RD Marks:
1 | Precast reinfoced cement concrete type "C" 1:2:4. | 1 | 20.64 | 546.95 | 11289.048
2 | Fabrication of mild steel reinforcement for cement concrete including cutting bending laying in position etc. complete in all respect. (deformed bars) Grade 40 | 100 | 47.16 | 30006.1 | 14150.8768
3 | Carriage of consignment job upto 5 KMs Average | 1 | 12 | 115.4 | 1384.8
4 | Placing boundary pillars in position, including digging pits. | 1 | 12 | 141.9 | 1702.8
5 | Preparing surface and painting with emulation paint 3 coat. | 100 | 42 | 4307.55 | 1809.171
6 | Writing letter or firgures per letter per inch height (three figure each side). | 1 | 120 | 30.5 | 3660
7 | Carriage of 100 Cf t. (2.83 cu.m) of all materials like stone aggregate, spawl, kankar lime (unslaked), surkhi , etc. or 150 Cf t. (4.25 cu.m) timber, by truck or by any othermeans owned by the contractor from Sakhi Sarwar Quarry to site 275 Km including first 11KM hilly area.
ii | PCC 1:2:4 | 100 | 18.1632 | 14042.6 | 2550.5855
Total Cost: |  |  |  |  | 32901023.5637 | 32901023.71 | 0.14631
xiv. Pump House No: 7 (1-L / Jarewala Drain at RD 3+750)
1 | Excavation in foundation of building, bridges and other structures, including dagbelling, dressing, refilling around structure with excavated earth, watering and ramming lead up to one chain and lift upto 5 ft. In ordinary soil (above 5 ft depth) | 1000 | 125135.8496 | 12735.6 | 1593680.1267
2 | Extra for slush or Daldal including dewatering. | 1000 | 125135.8496 | 12038.4 | 1506435.4123
Cement concrete plain including, placing, compacting, finishing and curing complete (including screening and washing of stones aggregate)
3 | a) Nominal mix ratio 1:4:8 | 100 | 1808.1333 | 34694.3 | 627319.2002
4 | b) Nominal mix ratio 1:2:4 | 100 | 577.896 | 47135.9 | 272396.4807
5 | Providing and fabrication of mild steel reinforcement for cement concrete, including cutting , bending, laying in position, making joints and fastening, including cost of binding wire and labour charges for binding of steel reinforcement (also includes removal of rust from bars).Deformed Bars (Grade 60) | 100 | 129118.0059 | 30376.9 | 39222047.5342
| Providing and laying reinforced cement concrete (including prestressed concrete), using Sulphate resisting cement; coarse sand and screened graded and washed aggregate, in required shape and design, including forms, moulds, shuttering, lifting, compacting, curing, rendering and finishing exposed surface, complete 2) Plastering done under soffit of R.C.C. (but excluding the cost of steel reinforcement, its fabrication and placing in position etc.) |  |  | 0
6 | a) Reinforced cement concrete in roof slab, beams, columns lintels, girders and other structural members laid in situ or precast laid in position, or prestressed members cast in situ, complete in all respects. Type B (nominal mix 1:1.5:3) | 1 | 18946.31 | 817.55 | 15489555.7405
7 | a) Reinforced cement concrete in roof slab, beams, columns lintels, girders and other structural members laid in situ or precast laid in position, or prestressed members cast in situ, complete in all respects. Type B (nominal mix 1:1.5:3) | 1 | 9746.5802 | 670.5 | 6535082.0241
8 | Bitumen coating to plastered or cement concrete surface. 14 lbs per 100 Sft (6.35 Kg. per Sq.m) | 100 | 9774.575 | 1645.1 | 160801.5333
9 | Single layer of tiles 9"x4½"x1½" (225x113x40 mm) laid over 4"(100 mm) earth and 1" (25 mm) mud plaster without Bhoosa, grouted with cement sand 1:3 on top of RCC roof slab, provided with 34 lbs. per %Sft. or 1.72 Kg/Sq.m bitumen coating sand blinded. | 100 | 1394.2756 | 13179.6 | 183759.947
10 | Providing and laying polythene sheet under floor or roof complete 500 gauge. | 1 | 1394.2756 | 11 | 15337.0316
11 | Providing, laying, cutting, jointing, testing and disinfecting PVC/ uPVC pipe line with `B' Class working pressure complete in all respects:- 4" i/d (100 mm) | 1 | 282 | 514.9 | 145201.8
12 | Providing and installing P.V.C. bends, of B.S.S.b) 4" i/d (100 mm) | 1 | 12 | 849.7 | 10196.4
13 | Making top khurra on roof 2' x 2' x 6". | 1 | 6 | 1159.65 | 6957.9
14 | Providing and fixing windows consisting of M.S. box section frame 2"x1½", (50x40mm) leaves frame 1½"x1" (40x25mm) box section frame for glazing 3/8"x3/8" (10x10mm) using 16 SWG sheet 'U' shaped rubber supported with 1"x1/8" (25x3mm) M.S. flat for fixing 3/16" (5 mm) thick glass panes M.S. box section ½"x½" (13x13mm) of 16 SWG for fixing 24 SWG wire gauze on outer side by means of ¾"x1/8" (20x3mm) M.S. flat and screws including grill of M.S. flat ½"x1/8" (13x3mm) or ¼"x¼" (6x6mm) square bar with independent frame of ½"x½" (13x13mm) box section of 16 SWG i/c all C.P. fitting and painting 3 coats complete in all respect. | 1 | 463.92 | 2180.7 | 1011670.344
15 | Making and fixing steel grated door with 1/16" thick 1.5mm) sheeting, including angle iron frame 2"x2"x3/8" (50x50x10 mm) and ¾" (20 mm) square bars 4" (100 mm) | 1 | 184 | 2767 | 509128
16 | Distempering:- 2 coats | 100 | 4838.895 | 1212.35 | 58664.3435
17 | Providing and applying weather shield paint of approved quality on external surface of building including preparation of surface, application of primer complete in all respect: | 100 | 6169.1943 | 7379.1 | 455231.0166
18 | Preparing surface and painting of doors and windows any type (including edges):- | 100 | 344 | 3052.4 | 10500.256
19 | Providing and fixing 1¼x1¼"x3/16" (31x31x5 mm) angle" iron step, in manhole chambers, including carriage and setting the same in work to correct lines and levels. | 1 | 150 | 680.75 | 102112.5
20 | Providing/fixing stair railing consisting of M.S. Box section size 1-1/2"x3" of 16 SWG welded with M.S. flat 1"x1/8" continuously and welded over M.S. square bars 5/8"x5/8"punched in M.S. flat 2 ¾' high @ 5½" c/c fixed in steps of stair I/C painting 3 coats complete. | 1 | 40 | 1125.2 | 45008
21 | Providing and fixing trash rack as per drawing | 1 | 696 | 603 | 419688
22 | Providing and layingTuff Pavers, having 7000PSI ,crushing strength of approved manufa cturer, over2"to3" sand cushion i/c grouting withsand in joints i/c finishing to require slope . complete in all respect. (50% Grey / 50% Coloured) 60-mm thick | 1 | 2220.225 | 205.4 | 456034.215
23 | Providing & laying graded bajri ½" to 2" gauge on level (including carriage). | 100 | 585.6 | 18017.6 | 105511.0656
24 | 1½"(40 mm) thick mosaic flooring, consisting of ½ " mosaic topping of one part of cement and marble powder in the ratio of 3:1 and two parts of marble chips, laid over 1"(25 mm) thick floor of 1:2:4 cement concrete, including rubbing and polishing complete with finishing :-using grey cement | 100 | 1394.2756 | 29658.5 | 413521.2288
25 | Mosaic dado or skirting with one part of cement and marble powder in the ratio of 3:1 and two parts of marble chips, laid over ½"(13 mm) thick cement plaster 1:3, including rubbing and polishing, complete with finishing:(a) using grey cement: i) 1/2"(13 mm) thick | 100 | 93.35 | 19146.85 | 17873.5845
26 | Providing and fixing marble strip of any shade for dividing the mosaic flooring into panels(a) Size 1½" x 3/8" (40 x 10 mm) | 1 | 723.4 | 39.6 | 28646.64
27 | Providing and embedding 10"(250mm) wide PVC water stopper in expansion joints of RCC structures (Retaining walls, water tanks, Slabs) complete in all respect. 10mm thick | 1 | 312.94 | 809.4 | 253293.636
28 | Supply and erection of PVC pipe for wiring recessed in walls, including inspection boxes, pull boxes, hooks, cutting jharries and repairing surface, etc. complete with all specials.
| a) 20mm (3/4") i/d. | 1 | 350 | 112.25 | 39287.5
| b) 25 mm (1") i/d | 1 | 250 | 133.6 | 33400
29 | Supply and erection of single core PVC insulated copper conductor cables, in prepaid P.V.C. pile/M.S. conduit/G.I. pipe/wooden strip batten/wooden casing and caping/G.I. wire/trenches (rate for cables only) (a) 250/440 volts, P.V.C. insulated.
| a) 3/0.74mm (3/0.029"). | 1 | 1000 | 35.7 | 35700
| b) 7/0.74mm (7/0.029"). | 1 | 500 | 56.3 | 28150
30 | Supply and connection of M.S. sheet box of 16 SWG, 10 cm (4") deep with 4.75 mm thick (3/16") bakelite sheet top, for recessed wiring, including making holes for regulators switches, plugs etc.
| b) 17.5 x 10 cm (7" x 4"). | 1 | 10 | 522.75 | 5227.5
31 | Supply and erection of switches 5 amp. Piano Type. | 1 | 50 | 102.7 | 5135
32 | Supply and erection of backlite button holder shade, large size. | 1 | 15 | 178.75 | 2681.25
33 | Supply and erection of ceiling rose, bakelite. | 1 | 15 | 96.3 | 1444.5
34 | Suppling,Installation and comissioning of MCB (Miniature Circuit Breaker) of specified rating made of LEGRAND FRANCE/ GE U.S.A / SCHNEIDER GERMANY /SIEMEN GERMAN/TERASAKI JAPAN/ ABB SWITZERLAND in prelaid DBs and Panels i/c the cost of screwes,necessary wire completb) Double Pole(iii) 6-63 Amp (10 KA) | 1 | 1 | 5616.25 | 5616.25
35 | Suppling,Installation and comissioning of MCB (Miniature Circuit Breaker) of specified rating made of LEGRAND FRANCE/ GE U.S.A / SCHNEIDER GERMANY /SIEMEN GERMAN/TERASAKI JAPAN/ ABB SWITZERLAND in prelaid DBs and Panels i/c the cost of screwes,necessary wire complet Single Pole(iii) 6-63 Amp (10 KA) | 1 | 10 | 1453.75 | 14537.5
36 | Providing and fixing Pakistan Energy Label NEECA approved Copper winded wall bracket Fan i/c the cost of necessary cable and hardware for connection as approved and directed by Engineer Incharge.ii) 24" Sweep dia | 1 | 10 | 11398.45 | 113984.5
37 | Supply and erection of tube light, including rod, choke, starter with frame, flexible wire, including connection from ceiling rose, etc., complete ii)single rod (40 watts) with one choke and one starter. | 1 | 15 | 1995.3 | 29929.5
Stone Pitching Work
47 | Providing and laying stone pitching/filling, dry hand packed, as filling behind retaining walls or in pitching and aprons as per drawing. (excuding carriage) | 100 | 5141.14 | 6849 | 352116.6786
48 | Providing & laying graded bajri ⅛" to ½"gauge on slope (including carriage). | 100 | 812.42 | 18564.1 | 150818.4612
49 | Providing & laying graded bajri ½" to 2" gauge on slope (including carriage). | 100 | 812.42 | 18564.1 | 150818.4612
50 | Providing & laying graded bajri ⅛" to ½"gauge on level (including carriage). | 100 | 147.4 | 18017.6 | 26557.9424
51 | Providing & laying graded bajri ½" to 2" gauge on level (including carriage). | 100 | 147.4 | 18017.6 | 26557.9424
52 | Providing and laying stone pitching for top layer only on slope (excuding carriage) | 100 | 2461.88 | 11511 | 283387.0068
53 | Providing and laying stone pitching for top layer only on level (excuding carriage) | 100 | 446.68 | 10570.5 | 47216.3094
54 | Carriage of 100 Cft of all material like stone aggregate, spawl, kankar, lime (unsoaked) surkhi etc by truck or by any other means owned by the contractor, lead 300Km.(From Sakhi Sarwar) | 100 | 36777.1952 | 14095.1 | 5183782.4463
Total Cost |  |  |  |  | 76192002.7089 | 76192002.7089 | 0
xv. Construction of Bridge Cum Outlet at RD 0+000 New 1-L Jarewala
1 | Dismantling brick work in lime or cement mortar | 100 | 803.25 | 2633.4 | 21152.7855
2 | Earthwork in excavation of drains in irrigation channels through excavater / draglines in all kind of soil and conditions | 1000 | 8700 | 4640.7 | 40374.09
3 | Excavation in foundation of building, bridges and other structures, including dagbelling, dressing, refilling around structure with excavated earth, watering and ramming lead up to one chain and lift upto 5 ft. In ordinary soil (above 5 ft depth) | 1000 | 6543.01 | 12735.6 | 83329.1582
4 | Cement concrete plain including, placing, compacting, finishing and curing complete (including screening and washing of stones aggregate)
| a) Nominal mix ratio 1:4:8 | 100 | 435.94 | 34694.3 | 151246.3314
5 | Providing and fabrication of mild steel reinforcement for cement concrete, including cutting , bending, laying in position, making joints and fastening, including cost of binding wire and labour charges for binding of steel reinforcement (also includes removal of rust from bars).Deformed Bars (Grade 60) | 100 | 20607.3891 | 30376.9 | 6259885.9782
6 | Providing and laying reinforced cement concrete (including prestressed concrete), using Sulphate resisting cement; coarse sand and screened graded and washed aggregate, in required shape and design, including forms, moulds, shuttering, lifting, compacting, curing, rendering and finishing exposed surface, complete 2) Plastering done under soffit of R.C.C. (but excluding the cost of steel reinforcement, its fabrication and placing in position etc.) |  |  | 0
a | a) Reinforced cement concrete in roof slab, beams, columns lintels, girders and other structural members laid in situ or precast laid in position, or prestressed members cast in situ, complete in all respects. Type B (nominal mix 1:1.5:3) | 1 | 4517.97 | 817.55 | 3693666.3735
b | b) Reinforcement cement concrete in slab of rafts/strip foundation, base slab of column and retaining walls, etc and other structural members not requiring form work(i.e horizontal shuttering) complete in all respect: Type B (Nominal Mix 1:1.5:3 ) | 1 | 1972.18 | 670.5 | 1322346.69
7 | Bitumen coating to plastered or cement concrete surface. 14 lbs per 100 Sft (6.35 Kg. per Sq.m) | 100 | 2183.812 | 1645.1 | 35925.8912
8 | Providing, laying, cutting, jointing, testing and disinfecting PVC/ uPVC pipe line with `B' Class working pressure complete in all respects:- 4" i/d (100 mm) | 1 | 6 | 514.9 | 3089.4
9 | Plain wood work for regulation karries or needles, etc. including sawing, planning, wroughting wood and providing and fixing steel parts of karries i.e. end strip and rods, etc. b) Shisham wood | 1 | 143.55 | 17752.2 | 2548328.31
Stone Pitching Work
1 | Earthwork in excavation of drains in irrigation channels through excavater / draglines in all kind of soil and conditions | 1000 | 2700.32 | 4640.7 | 12531.375
2 | Providing and laying stone pitching/filling, dry hand packed, as filling behind retaining walls or in pitching and aprons as per drawing. (excuding carriage) | 100 | 2700.32 | 6849 | 184944.9168
3 | Formation dressing and preparing subgrade, on slope | 100 | 785.3328 | 2265.1 | 17788.5733
4 | Formation dressing and preparing subgrade, in bed. | 100 | 136 | 1660.5 | 2258.28
5 | Providing & laying graded bajri ⅛" to ½"gauge on slope (including carriage). | 100 | 259.1598 | 18564.1 | 48110.6889
6 | Providing & laying graded bajri ½" to 2" gauge on slope (including carriage). | 100 | 259.1598 | 18564.1 | 48110.6889
7 | Providing & laying graded bajri ⅛" to ½"gauge on level (including carriage). | 100 | 54.3312 | 18017.6 | 9789.1783
8 | Providing & laying graded bajri ½" to 2" gauge on level (including carriage). | 100 | 54.3312 | 18017.6 | 9789.1783
9 | Providing and laying stone pitching for top layer only on slope (excuding carriage) | 100 | 785.3328 | 11511 | 90399.6586
10 | Providing and laying stone pitching for top layer only on level (excuding carriage) | 100 | 164.64 | 10570.5 | 17403.2712
11 | Carriage of 100 Cft of all material like stone aggregate, spawl, kankar, lime (unsoaked) surkhi etc by truck or by any other means owned by the contractor, lead 300Km.(From Sakhi Sarwar) | 100 | 10655.6278 | 14095.1 | 1501921.3884
12 | Credit to old material
| Brick batts | 100 | 803.25 | -4100 | -32933.25
Total Cost |  |  |  |  | 16069458.9556 | 16069458.9556 | 0
xvi. Construction of Canal Cum Canal Aquaduct Cum Bridge at Jarewala Main Drain
1 | Dismantling and removing road pavement, etc.,including screening and stacking of byproducts upto one chain lead (30 metre). | 100 | 1155 | 4017.8 | 46405.59
2 | Dismantling brick work in lime or cement mortar | 100 | 507.9375 | 2633.4 | 13376.0261
3 | Dismantling cement concrete reinforced, separating reinforcement from concrete, cleaning and straightening the same. | 100 | 422.5 | 27086.4 | 114440.04
4 | Earthwork in excavation of drains in irrigation channels through excavater / draglines in all kind of soil and conditions | 1000 | 32500 | 4640.7 | 150822.75
5 | Barrow pit excavation undressed lead up to 100 ft in ordinary soil. | 1000 | 40500 | 10533.6 | 426610.8
6 | Rehandling of earthwork:Upto a lead of 50 ft. (15 m). | 1000 | 40500 | 5266.8 | 213305.4
7 | Providing and laying R.C.C. pipe sewers, moulded with cement concrete 4000 psi conforming to Specification C-76-20, Class II. Wall B, including carriage of pipe from factory to site of work, lowering in trenches to correct alignment and grade, jointing with rubber ring,cutting pipes where necessary, testing, etc., complete. 24 inch internal dia | 1 | 112 | 2150.35 | 240839.2
8 | Excavation in foundation of building, bridges and other structures, including dagbelling, dressing, refilling around structure with excavated earth, watering and ramming lead up to one chain and lift upto 5 ft. In ordinary soil (above 5 ft depth) | 1000 | 2658.1 | 12735.6 | 33852.4984
Cement concrete plain including, placing, compacting, finishing and curing complete (including screening and washing of stones aggregate)
9 | a) Nominal mix ratio 1:4:8 | 100 | 531.56 | 34694.3 | 184421.0211
10 | Providing and fabrication of mild steel reinforcement for cement concrete, including cutting , bending, laying in position, making joints and fastening, including cost of binding wire and labour charges for binding of steel reinforcement (also includes removal of rust from bars).Deformed Bars (Grade 60) | 100 | 27968.8197 | 30376.9 | 8496060.4038
11 | Providing and laying reinforced cement concrete (including prestressed concrete), using Sulphate resisting cement; coarse sand and screened graded and washed aggregate, in required shape and design, including forms, moulds, shuttering, lifting, compacting, curing, rendering and finishing exposed surface, complete 2) Plastering done under soffit of R.C.C. (but excluding the cost of steel reinforcement, its fabrication and placing in position etc.) |  |  | 0
a | a) Reinforced cement concrete in roof slab, beams, columns lintels, girders and other structural members laid in situ or precast laid in position, or prestressed members cast in situ, complete in all respects. Type B (nominal mix 1:1.5:3) | 1 | 6010.66 | 817.55 | 4914015.083
b | b) Reinforcement cement concrete in slab of rafts/strip foundation, base slab of column and retaining walls, etc and other structural members not requiring form work(i.e horizontal shuttering) complete in all respect: Type B (Nominal Mix 1:1.5:3 ) | 1 | 2797.92 | 670.5 | 1876005.36
12 | Providing and embedding 10"(250mm) wide PVC water stopper in expansion joints of RCC structures (Retaining walls, water tanks, Slabs) complete in all respect. 10mm thick | 1 | 51.34 | 809.4 | 41554.596
13 | Bitumen coating to plastered or cement concrete surface. 14 lbs per 100 Sft (6.35 Kg. per Sq.m) | 100 | 2047.1232 | 1645.1 | 33677.2238
14 | Providing, laying, cutting, jointing, testing and disinfecting PVC/ uPVC pipe line with `B' Class working pressure complete in all respects:- 4" i/d (100 mm) | 1 | 6 | 514.9 | 3089.4
15 | Providing and laying sub-base course of stone productof approved quality and grade, including placing, mixing, spreading and compaction of sub-base material torequired depth, camber, grade to achieve 100% maximum modified AASHO dry density, including carriage of all material to site of work except gravel and. aggregate. Crushed stone aggregate. | 100 | 825 | 10003.5 | 82528.875
16 | Providing and laying base course of crushed stone aggregate of approved quality and grade, and supply and spreading of stone screening, including placing, mixing,spreading and compaction of base course material to required depth, camber and grade to achieve 100% maximum modified AASHO dry density, including carriage of all materials to site of work except gravel and. aggregate. | 100 | 825 | 13527.4 | 111601.05
17 | Providing and laying road edging of 3" (75 mm) wide and | 1 | 200 | 64.2 | 12840
18 | Providing surface treatment of roads,including supply of bitumen and bajri/crushed stone aggregate of approved quality,including cleaning of road surface,heating,spraying bitumen,spreading bajri and rollingetc.complete including carriageof all material stosite of work excep tbajjri/crushed stone aggregate for which supplywithin 3miles(5.0km)isincluded in the rate.
a | 1st coat 35 lbs. bitumen, and 4 Cft. bajri of nominal size 1" (25 mm) per 100 sq. feet or 1.72 Kg bitumen and 0.017 cu.metre bajri per square metre.. | 100 | 1650 | 4549.95 | 75074.175
b | 2nd coat 18 lbs. bitumen, and 2 Cft. bajri of nominal size ½" (13 mm) per %sft or 1.23 Kg bitumen and 0.008 cu. metre bajri per sq.metre. | 100 | 1650 | 2639.45 | 43550.925
c | 3rd coat 14 lbs. bitumen, and 1.5 Cft. bajri of nominal size ¼" (6 mm) per %sft or 0.69 Kg bitumen and 0.005 cubic metre bajjri per sq.metre. | 100 | 1650 | 1960.75 | 32352.375
Stone Pitching Work
19 | Earthwork in excavation of drains in irrigation channels through excavater / draglines in all kind of soil and conditions | 1000 | 967.13 | 4640.7 | 4488.1602
20 | Providing and laying stone pitching/filling, dry hand packed, as filling behind retaining walls or in pitching and aprons as per drawing. (excuding carriage) | 100 | 967.13 | 6849 | 66238.7337
21 | Formation dressing and preparing subgrade, on slope | 100 | 614.7245 | 2265.1 | 13924.1242
22 | Formation dressing and preparing subgrade, in bed. | 100 | 96 | 1660.5 | 1594.08
23 | Providing & laying graded bajri ⅛" to ½"gauge on slope (including carriage). | 100 | 202.8591 | 18564.1 | 37658.9622
24 | Providing & laying graded bajri ½" to 2" gauge on slope (including carriage). | 100 | 202.8591 | 18564.1 | 37658.9622
25 | Providing & laying graded bajri ⅛" to ½"gauge on level (including carriage). | 100 | 31.68 | 18017.6 | 5707.9757
26 | Providing & laying graded bajri ½" to 2" gauge on level (including carriage). | 100 | 31.68 | 18017.6 | 5707.9757
27 | Providing and laying stone pitching for top layer only on slope (excuding carriage) | 100 | 614.7245 | 11511 | 70760.9349
28 | Providing and laying stone pitching for top layer only on level (excuding carriage) | 100 | 96 | 10570.5 | 10147.68
29 | Carriage of 100 Cft of all material like stone aggregate, spawl, kankar, lime (unsoaked) surkhi etc by truck or by any other means owned by the contractor, lead 300Km.(From Sakhi Sarwar) | 100 | 11198.2497 | 14095.1 | 1578404.4901
30 | Credit to old material
a | Steel | 1 | 1267.5 | -170 | -215475
b | Brick batts | 100 | 507.94 | -4100 | -20825.54
Total Cost |  |  |  |  | 18742414.3309 | 18742414.3309 | 0
xvii. Construction of Bridge at New 1-L / Jjarwewala Drain at RD 4+000
1 | Excavation in foundation of building, bridges and other structures, including dagbelling, dressing, refilling around structure with excavated earth, watering and ramming lead up to one chain and lift upto 5 ft. In ordinary soil (above 5 ft depth) | 1000 | 19789.77 | 12735.6 | 252034.5948
2 | Cement concrete plain including, placing, compacting, finishing and curing complete (including screening and washing of stones aggregate) |  |  | 0
| a) Nominal mix ratio 1:4:8 | 100 | 358.89 | 34694.3 | 124514.3733
| b) Nominal mix ratio 1:2:4 | 100 | 100.31 | 47135.9 | 47282.0213
3 | Providing and fabrication of mild steel reinforcement for cement concrete, including cutting , bending, laying in position, making joints and fastening, including cost of binding wire and labour charges for binding of steel reinforcement (also includes removal of rust from bars).Deformed Bars (Grade 60) | 100 | 12287.5941 | 30376.9 | 3732590.1787
4 | Providing and laying reinforced cement concrete (including prestressed concrete), using Sulphate resisting cement; coarse sand and screened graded and washed aggregate, in required shape and design, including forms, moulds, shuttering, lifting, compacting, curing, rendering and finishing exposed surface, complete 2) Plastering done under soffit of R.C.C. (but excluding the cost of steel reinforcement, its fabrication and placing in position etc.) |  |  | 0
a | a) Reinforced cement concrete in roof slab, beams, columns lintels, girders and other structural members laid in situ or precast laid in position, or prestressed members cast in situ, complete in all respects. Type B (nominal mix 1:1.5:3) | 1 | 2130.79 | 817.55 | 1742027.3645
b | b) Reinforcement cement concrete in slab of rafts/strip foundation, base slab of column and retaining walls, etc and other structural members not requiring form work(i.e horizontal shuttering) complete in all respect: Type B (Nominal Mix 1:1.5:3 ) | 1 | 1739.1 | 670.5 | 1166066.55
5 | Bitumen coating to plastered or cement concrete surface. 14 lbs per 100 Sft (6.35 Kg. per Sq.m) | 100 | 978.1224 | 1645.1 | 16091.0916
6 | Providing, laying, cutting, jointing, testing and disinfecting PVC/ uPVC pipe line with `B' Class working pressure complete in all respects:- 4" i/d (100 mm) | 1 | 6 | 514.9 | 3089.4
Stone Pitching Work
7 | Earthwork in excavation of drains in irrigation channels through excavater / draglines in all kind of soil and conditions | 1000 | 967.13 | 4640.7 | 4488.1602
8 | Providing and laying stone pitching/filling, dry hand packed, as filling behind retaining walls or in pitching and aprons as per drawing. (excuding carriage) | 100 | 967.13 | 6849 | 66238.7337
9 | Formation dressing and preparing subgrade, on slope | 100 | 594.5328 | 2265.1 | 13466.7625
10 | Formation dressing and preparing subgrade, in bed. | 100 | 96 | 1660.5 | 1594.08
11 | Providing & laying graded bajri ⅛" to ½"gauge on slope (including carriage). | 100 | 196.1958 | 18564.1 | 36421.989
12 | Providing & laying graded bajri ½" to 2" gauge on slope (including carriage). | 100 | 196.1958 | 18564.1 | 36421.989
13 | Providing & laying graded bajri ⅛" to ½"gauge on level (including carriage). | 100 | 31.68 | 18017.6 | 5707.9757
14 | Providing & laying graded bajri ½" to 2" gauge on level (including carriage). | 100 | 31.68 | 18017.6 | 5707.9757
15 | Providing and laying stone pitching for top layer only on slope (excuding carriage) | 100 | 594.5328 | 11511 | 68436.6706
16 | Providing and laying stone pitching for top layer only on level (excuding carriage) | 100 | 96 | 10570.5 | 10147.68
17 | Carriage of 100 Cft of all material like stone aggregate, spawl, kankar, lime (unsoaked) surkhi etc by truck or by any other means owned by the contractor, lead 300Km.(From Sakhi Sarwar) | 100 | 5817.7797 | 14095.1 | 820021.8609
Total Cost |  |  |  |  | 8152349.4512
xviii. Construction of Bridge at New 1-L / Jjarwewala Drain at RD 9+500
1 | Excavation in foundation of building, bridges and other structures, including dagbelling, dressing, refilling around structure with excavated earth, watering and ramming lead up to one chain and lift upto 5 ft. In ordinary soil (above 5 ft depth) | 1000 | 23091.93 | 12735.6 | 294089.5837
2 | Cement concrete plain including, placing, compacting, finishing and curing complete (including screening and washing of stones aggregate) |  |  | 0
| a) Nominal mix ratio 1:4:8 | 100 | 358.89 | 34694.3 | 124514.3733
| b) Nominal mix ratio 1:2:4 | 100 | 100.31 | 47135.9 | 47282.0213
3 | Providing and fabrication of mild steel reinforcement for cement concrete, including cutting , bending, laying in position, making joints and fastening, including cost of binding wire and labour charges for binding of steel reinforcement (also includes removal of rust from bars).Deformed Bars (Grade 60) | 100 | 15546.3758 | 30376.9 | 4722507.0182
4 | Providing and laying reinforced cement concrete (including prestressed concrete), using Sulphate resisting cement; coarse sand and screened graded and washed aggregate, in required shape and design, including forms, moulds, shuttering, lifting, compacting, curing, rendering and finishing exposed surface, complete 2) Plastering done under soffit of R.C.C. (but excluding the cost of steel reinforcement, its fabrication and placing in position etc.) |  |  | 0
a | a) Reinforced cement concrete in roof slab, beams, columns lintels, girders and other structural members laid in situ or precast laid in position, or prestressed members cast in situ, complete in all respects. Type B (nominal mix 1:1.5:3) | 1 | 3157.12 | 817.55 | 2581103.456
b | b) Reinforcement cement concrete in slab of rafts/strip foundation, base slab of column and retaining walls, etc and other structural members not requiring form work(i.e horizontal shuttering) complete in all respect: Type B (Nominal Mix 1:1.5:3 ) | 1 | 1739.1 | 670.5 | 1166066.55
5 | Bitumen coating to plastered or cement concrete surface. 14 lbs per 100 Sft (6.35 Kg. per Sq.m) | 100 | 1471.4804 | 1645.1 | 24207.3241
6 | Providing, laying, cutting, jointing, testing and disinfecting PVC/ uPVC pipe line with `B' Class working pressure complete in all respects:- 4" i/d (100 mm) | 1 | 6 | 514.9 | 3089.4
Stone Pitching Work
7 | Earthwork in excavation of drains in irrigation channels through excavater / draglines in all kind of soil and conditions | 1000 | 967.13 | 4640.7 | 4488.1602
8 | Providing and laying stone pitching/filling, dry hand packed, as filling behind retaining walls or in pitching and aprons as per drawing. (excuding carriage) | 100 | 967.13 | 6849 | 66238.7337
9 | Formation dressing and preparing subgrade, on slope | 100 | 594.5328 | 2265.1 | 13466.7625
10 | Formation dressing and preparing subgrade, in bed. | 100 | 96 | 1660.5 | 1594.08
11 | Providing & laying graded bajri ⅛" to ½"gauge on slope (including carriage). | 100 | 196.1958 | 18564.1 | 36421.989
12 | Providing & laying graded bajri ½" to 2" gauge on slope (including carriage). | 100 | 196.1958 | 18564.1 | 36421.989
13 | Providing & laying graded bajri ⅛" to ½"gauge on level (including carriage). | 100 | 31.68 | 18017.6 | 5707.9757
14 | Providing & laying graded bajri ½" to 2" gauge on level (including carriage). | 100 | 31.68 | 18017.6 | 5707.9757
15 | Providing and laying stone pitching for top layer only on slope (excuding carriage) | 100 | 594.5328 | 11511 | 68436.6706
16 | Providing and laying stone pitching for top layer only on level (excuding carriage) | 100 | 96 | 10570.5 | 10147.68
17 | Carriage of 100 Cft of all material like stone aggregate, spawl, kankar, lime (unsoaked) surkhi etc by truck or by any other means owned by the contractor, lead 300Km.(From Sakhi Sarwar) | 100 | 6679.8969 | 14095.1 | 941538.1423
Total Cost |  |  |  |  | 10153029.8851
Total Cost: |  |  |  |  | 18305379.3363 | 18305379.3363 | 0
xix. Culverts
1 | Dismantling brick work in lime or cement mortar | 100 | 803.25 | 2633.4 | 21152.7855
2 | Earthwork in excavation of drains in irrigation channels through excavater / draglines in all kind of soil and conditions | 1000 | 8700 | 4640.7 | 40374.09
3 | Excavation in foundation of building, bridges and other structures, including dagbelling, dressing, refilling around structure with excavated earth, watering and ramming lead up to one chain and lift upto 5 ft. In ordinary soil (above 5 ft depth) | 1000 | 6543.01 | 12735.6 | 83329.1582
4 | Cement concrete plain including, placing, compacting, finishing and curing complete (including screening and washing of stones aggregate)
| a) Nominal mix ratio 1:4:8 | 100 | 435.94 | 34694.3 | 151246.3314
5 | Providing and fabrication of mild steel reinforcement for cement concrete, including cutting , bending, laying in position, making joints and fastening, including cost of binding wire and labour charges for binding of steel reinforcement (also includes removal of rust from bars).Deformed Bars (Grade 60) | 100 | 20607.3891 | 30376.9 | 6259885.9782
6 | Providing and laying reinforced cement concrete (including prestressed concrete), using Sulphate resisting cement; coarse sand and screened graded and washed aggregate, in required shape and design, including forms, moulds, shuttering, lifting, compacting, curing, rendering and finishing exposed surface, complete 2) Plastering done under soffit of R.C.C. (but excluding the cost of steel reinforcement, its fabrication and placing in position etc.) |  |  | 0
a | a) Reinforced cement concrete in roof slab, beams, columns lintels, girders and other structural members laid in situ or precast laid in position, or prestressed members cast in situ, complete in all respects. Type B (nominal mix 1:1.5:3) | 1 | 4517.97 | 817.55 | 3693666.3735
b | b) Reinforcement cement concrete in slab of rafts/strip foundation, base slab of column and retaining walls, etc and other structural members not requiring form work(i.e horizontal shuttering) complete in all respect: Type B (Nominal Mix 1:1.5:3 ) | 1 | 1972.18 | 670.5 | 1322346.69
7 | Bitumen coating to plastered or cement concrete surface. 14 lbs per 100 Sft (6.35 Kg. per Sq.m) | 100 | 2183.812 | 1645.1 | 35925.8912
8 | Providing, laying, cutting, jointing, testing and disinfecting PVC/ uPVC pipe line with `B' Class working pressure complete in all respects:- 4" i/d (100 mm) | 1 | 6 | 514.9 | 3089.4
9 | Plain wood work for regulation karries or needles, etc. including sawing, planning, wroughting wood and providing and fixing steel parts of karries i.e. end strip and rods, etc. b) Shisham wood | 1 | 143.55 | 17752.2 | 2548328.31
Stone Pitching Work
9 | Earthwork in excavation of drains in irrigation channels through excavater / draglines in all kind of soil and conditions | 1000 | 2700.32 | 4640.7 | 12531.375
10 | Providing and laying stone pitching/filling, dry hand packed, as filling behind retaining walls or in pitching and aprons as per drawing. (excuding carriage) | 100 | 2700.32 | 6849 | 184944.9168
11 | Formation dressing and preparing subgrade, on slope | 100 | 785.3328 | 2265.1 | 17788.5733
12 | Formation dressing and preparing subgrade, in bed. | 100 | 136 | 1660.5 | 2258.28
13 | Providing & laying graded bajri ⅛" to ½"gauge on slope (including carriage). | 100 | 259.1598 | 18564.1 | 48110.6889
14 | Providing & laying graded bajri ½" to 2" gauge on slope (including carriage). | 100 | 259.1598 | 18564.1 | 48110.6889
15 | Providing & laying graded bajri ⅛" to ½"gauge on level (including carriage). | 100 | 54.3312 | 18017.6 | 9789.1783
16 | Providing & laying graded bajri ½" to 2" gauge on level (including carriage). | 100 | 54.3312 | 18017.6 | 9789.1783
17 | Providing and laying stone pitching for top layer only on slope (excuding carriage) | 100 | 785.3328 | 11511 | 90399.6586
18 | Providing and laying stone pitching for top layer only on level (excuding carriage) | 100 | 164.64 | 10570.5 | 17403.2712
19 | Carriage of 100 Cft of all material like stone aggregate, spawl, kankar, lime (unsoaked) surkhi etc by truck or by any other means owned by the contractor, lead 300Km.(From Sakhi Sarwar) | 100 | 10655.6278 | 14095.1 | 1501921.3884
20 | Credit to old material
a | Brick batts | 100 | 803.25 | -4100 | -32933.25
Total Cost |  |  |  |  | 16069458.9556 | 16069459 | 0.044411
xx. Tubewell Rooms
1 | Excavation in foundation of building, bridges, and other structures, including dag belling, dressing refilling around structure with excavated earth, watering and ramming lead upto one chain (30m)and lift upto 5' (1.5 m) (b) in ordinary soil.1)By Manual | 1000 | 2724.4595 | 15824.15 | 43112.2565
2 | Spraying termite proofing by using liquid FMC / Biflex/ Terminex Exin/Ms Hextaror equivalent@specified suspension concenterate (SC), MixingAbility-HEXTAR with Ratio (1:250)= 540 Sft or equivalent approved liquid applying with shower and certificate will be provided by the contractor for10-years complete in all respect.as approved by the Engineer Incharge. | 1 | 2542.5 | 12.55 | 31908.375
3 | Cement concrete plain including, placing, compacting, finishing and curing complete (including screening and washing of stones aggregate) |  | 0 | 0 | 0
| a) Nominal mix ratio 1:4:8 | 100 | 528.0622 | 34694.3 | 183207.4914
4 | Pacca brick work in foundation and plinth in cement sand mortar ratio 1:6. | 100 | 1575.2 | 32675.95 | 514711.5644
5 | Providing and laying damp proof course of cement 1:2:4 (using cement, sand and shingle), including bitumen coating with one coat of bitumen and one coat polythenesheet 500 gauge 1½" thick (40 mm). | 100 | 322.5 | 11460.2 | 36959.145
6 | Providing and laying vertical damp proof course with cement sand plaster and bitumen coating with one coat of bitumen and one coat of polythene sheet 500 gauge-Ratio 1:3 a) ½ " thick (13 mm) | 100 | 600 | 7607.35 | 45644.1
7 | Filling watering ramming earth under floors with surplus earth from foundation etc. | 1000 | 750 | 7547.75 | 5660.8125
8 | Pacca brick work in ground floor. Cement sand mortar Ratio 1:4. | 100 | 1454.5 | 35830.6 | 521156.077
9 | Providing and laying reinforced cement concrete (including prestressed concrete), using Sulphate resisting cement; coarse sand and screened graded and washed aggregate, in required shape and design, including forms, moulds, shuttering, lifting, compacting, curing, rendering and finishing exposed surface, complete 2) Plastering done under soffit of R.C.C. (but excluding the cost of steel reinforcement, its fabrication and placing in position etc.) |  | 0
| a) Reinforced cement concrete in roof slab, beams, columns lintels, girders and other structural members laid in situ or precast laid in position, or prestressed members cast in situ, complete in all respects. Type B (nominal mix 1:2:4) | 1 | 770.829 | 741.85 | 571839.4936
10 | b) Reinforcement cement concrete in slab of rafts/strip foundation, base slab of column and retaining walls, etc and other structural members not requiring form work(i.e horizontal shuttering) complete in all respect: Type B (Nominal Mix 1:2:4) | 1 | 92.0391 | 595 | 54763.2422
11 | Providing and Fabrication of mild steel reinforcement for cement concrete, including cutting, bending, laying in position, 13 making joints and fastenings, including cost of binding wire and labour charges for binding of steel reinforcement (also includes removal of rust from bars):- Deformed bars (Grade-60). | 100 | 5177.2084 | 30376.9 | 1572675.4109
12 | Providing and fixing windows consisting of M.S box section frame 2" x 1½" ( 50 x 40mm) Leaves frame 1½" x 1" (40 x 25 mm) box section frame for glazing 3/8" x 3/8" (10 x 10 mm) using 16 SWG sheet 'U' shaped rubber supported with 1" x 1/8" (25 x 3 mm) M.S. flat for fixing 3/16" (5 mm) thick glass panes M.S. box section 1/2" x 1/2" (13 x 13 mm) of 16 SWG for fixing 24 SWG wire gauge on outer side by means of 3/4" x 1/8" (20 x 3 mm) M.S. flat and screws including grill of M.S. flat 1/2" x 1/8" (13 x 3 mm) or 1/4" x 1/4" (6 x 6 mm) square bar with independent frame of 1/2" x 1/2" (13 x 13 mm) box section of 16 SWG i/c all C.P fitting and painting 3 coats complete in all respect. | 1 | 160 | 2180.7 | 348912
13 | Providing and fixing mild steel chowkat of doors windows C. windows etc. including holdfast making and threading 18 holes for hinges etc. complete 1½" x 1½" x 1/4" (40 x 40 x 6 mm) welded with M.S. flat 2" x 1/4" (50 m M.S. angle iron). | 1 | 200 | 457.1 | 91420
14 | Making and fixing steel grated door with 1/16" thick sheeting, including angle iron frame 2" x 2" x 3/8"and 3/4" square bars 4" centre to centre. with locking arrangement (Two No.). | 1 | 245 | 2767 | 677915
15 | Providing and laying single layer of tile 9" x 4½" x 1½" laid over 4" earth and 1" thick mud plaster without bhoosa, grouted with cement mud (1:3) on top of R.C.C. roof, slab, provided with 34 lbs. per % Sft. Or 1.72 Kg./Sq.m. bitumen coating sand blinded. | 100 | 477.8125 | 13179.6 | 62973.7763
16 | Providing and laying polythene sheet under floor or roof complete 500 gauge. | 1 | 497.8125 | 11 | 5475.9375
17 | Supplying and filling sand under floor or plugging in wells. | 100 | 204.6875 | 3987 | 8160.8906
18 | Providing and laying watering and ramming brick ballast 1½" to 2" (40 mm to 50 mm) mixed with 25% sand for floor foundation complete in all respect. | 100 | 244.6875 | 12801.2 | 31322.9362
19 | Cement concrete plain including, placing, compacting, finishing and curing complete (including screening and washing of stones aggregate) |  | 0 | 0 | 0
| b) Nominal mix ratio 1:2:4 | 100 | 229.3 | 47135.9 | 108082.6187
20 | Cement plaster 1:4 upto 20' (6.00 m) height 1/2" (13 mm) thick. | 100 | 2841.525 | 4614.1 | 131110.805
21 | Cement plaster 3/8" (10 mm thick under soffit of R.C.C. roof slabs only, upto 20' height (Ratio 1:3). | 100 | 572.6 | 5264.65 | 30145.3859
22 | Cement pointing struck joints on wall upto 20' (6m) height (a) Ratio 1:2 including extra cost of labour and material for red oxide pigment in cement pointing to match with the colour of bricks. | 100 | 2449.375 | 5012.65 | 122778.5959
23 | Providing, laying, cutting, jointing, testing and disinfecting PVC/ uPVC pipe line with `B' Class working pressure complete in all respects:- 4" i/d (100 mm) | 1 | 65 | 514.9 | 33468.5
24 | Providing and installing P.V.C. bends, of B.S.S.b) 4" i/d (100 mm) | 1 | 10 | 849.7 | 8497
25 | Making top khurra on roof 2' x 2' x 6". | 1 | 5 | 1159.65 | 5798.25
26 | Distempering:- 3 coat | 100 | 2551.35 | 1548.2 | 39500.0007
27 | Providing and applying weather shield paint of approved quality on external surface of building including preparation of surface, application of primer complete in all respect: | 100 | 862.775 | 7379.1 | 63665.03
28 | Preparing surface and painting of doors and windows any type (including edges):- | 100 | 445 | 3052.4 | 13583.18
29 | Fabrication of heavy steel work, with angle, tees, flat iron round iron and sheet iron for making trusses, girders, tanks, etc., including cutting, drilling, revitting, handling, assembling and fixing, but excluding erection in position. | 100 | 1674.7936 | 37098.85 | 621329.1704
30 | Supply and erection of PVC pipe for wiring recessed in walls, including inspection boxes, pull boxes, hooks, cutting jharries and repairing surface, etc. complete with all specials. |  | 0 | 0 | 0
| a) 20mm (3/4") i/d. | 1 | 300 | 112.25 | 33675
| b) 25 mm (1") i/d | 1 | 150 | 133.6 | 20040
| c) 50 mm (2") i/d | 1 | 75 | 231.55 | 17366.25
31 | Supply and erection of single core PVC insulated copper conductor cables, in prepaid P.V.C. pile/M.S. conduit/G.I. pipe/wooden strip batten/wooden casing and caping/G.I. wire/trenches (rate for cables only) (a) 250/440 volts, P.V.C. insulated. |  | 0 | 0 | 0
| a) 3/0.74mm (3/0.029"). | 1 | 900 | 35.7 | 32130
| b) 7/0.74mm (7/0.029"). | 1 | 300 | 56.3 | 16890
32 | Supply and erection of copper conductor cable for service connection in prepaid pipe/G.I. wire/trenches, etc. (rate for cable only) (a) PVC insulated, PVC sheathed, twin core, 250/440 volts 7/0.44" (7/1.12mm). | 1 | 200 | 237.65 | 47530
33 | Supply and connection of M.S. sheet box of 16 SWG, 10 cm (4") deep with 4.75 mm thick (3/16") bakelite sheet top, for recessed wiring, including making holes for regulators switches, plugs etc. |  | 0 | 0 | 0
| a) 10 x 10 cm (4" x 4"). | 1 | 5 | 382.3 | 1911.5
| b) 17.5 x 10 cm (7" x 4"). | 1 | 5 | 522.75 | 2613.75
| c) 22.5 x 10 cm (9" x 4"). | 1 | 5 | 668.8 | 3344
34 | Supply and erection of switches 5 amp. Piano Type. | 1 | 100 | 102.7 | 10270
35 | Supply and erection of ceiling rose, bakelite. | 1 | 20 | 96.3 | 1926
36 | Supply and erection of wall socket with 3 pin 5 amp shoe. | 1 | 10 | 204.7 | 2047
37 | Supply and erection of 3 pin switch and plug combined recessed type (ii) 10/15 amp. | 1 | 5 | 213.1 | 1065.5
38 | P/F wall mounted DB (Distribution Board) made with 16SWG Sheet (Recessded/Surface mounted Type), Powder coated Paint, i/c the cost of Lock, Indication lights,Thimble, Copper Comb, Wiring, Netural & Earth Bar, Door Earthing, Digital Voltmeter,Digital Ammeter,Volt Selector Switch,Ammeter selector switch,Current Transformers and Controles Complete in all respect as approved and directed by the Engineer Incharge (Breakers will be Paid Separately)(a) 6" deep (i) 20~60A | 1 | 5 | 24422.65 | 122113.25
39 | Suppling,Installation and comissioning of MCB (Miniature Circuit Breaker) of specified rating made of LEGRAND FRANCE/ GE U.S.A / SCHNEIDER GERMANY /SIEMEN GERMAN/TERASAKI JAPAN/ ABB SWITZERLAND in prelaid DBs and Panels i/c the cost of screwes,necessary wire complet Single Pole(iii) 6-63 Amp (10 KA) | 1 | 30 | 1453.75 | 43612.5
40 | Supplying, Installation and commissioning of MCCB (Moulded Case Circuit Breaker)of specified rating made of LEGRAND FRANCE /GEU.S.A/ SCHNEIDER GERMANY/ TERASAKI JAPAN/ SIEMEN/ ABBSWITZERLAND or approved equivalent manufacturer (withfixedThermal-MagneticTrip)in prelaid DB sand Panels i/c the cost of screws, necessary wire complete in all respect as approved and directed by the EngineerIncharge. a) Triple Pole (ii) 15-100 Amp (10 KA,15KA) | 1 | 10 | 13796.3 | 137963
41 | Supplying, Installation and commissioning of MCCB (Moulded Case Circuit Breaker)of specified rating made of LEGRAND FRANCE /GEU.S.A/ SCHNEIDER GERMANY/ TERASAKI JAPAN/ SIEMEN/ ABBS WITZERLAND or approved equivalent manufacturer (withfixedThermal-MagneticTrip)in prelaid DB sand Panels i/c the cost of screws, necessary wire complete in all respect as approved and directed by the EngineerIncharge. a) Triple Pole With Adjustable Thermal-Magnetic Trip /Electronic Trip (60-100%) (i) 25-100 Amp | 1 | 5 | 19859.4 | 99297
42 | Supply and erection of tube light, including rod, choke, starter with frame, flexible wire, including connection from ceiling rose, etc., complete ii)single rod (40 watts) with one choke and one starter. | 1 | 15 | 1995.3 | 29929.5
43 | Supply and erection of bakelite button holder shade, large size | 1 | 15 | 178.75 | 2681.25
44 | Carriage of 100 Cf t. (2.83 cu.m) of all materials like stone aggregate, spawl, kankar lime (unslaked), surkhi , etc. or 150 Cf t. (4.25 cu.m) timber, by truck or by any othermeans owned by the contractor from Sakhi Sarwar Quarry to site 275 Km including first 11KM hilly area.
i | PCC 1:4:8 | 100 | 506.9397 | 14042.6 | 71187.5189
ii | PCC 1:2:4 | 100 | 201.784 | 14042.6 | 28335.72
iii | RCC 1.2.4 | 100 | 759.3239 | 14042.6 | 106628.8173
iv | DPC 1.2.4 | 100 | 35.475 | 14042.6 | 4981.6124
Total Cost: |  |  |  |  | 6823316.2143 | 6823316.2143 | 0
Total Cost for Section -13 (Evaporation Ponds) |  |  |  |  | 256928071.5794 | 256928067 | -4.5794
20. Installation of Pumps, Motors and Allied accessories (Mechanical Works for Jarewala Drain) PS-7 |  |  |  |  | 35929256 | 0 | 35929256
1 | Providing installation, testing and commissioning of horizontal centrifugal pump having discharge capacity of 10 cusec against 40 ft - 45 ft head including pump, motor, bowl assembly, column set, pre-lubrication tank, foundation fixing and alignment, MCCB/control panel with all electrical cables, accessories and connections from transformer to pump including earthing and protection devices, complete suction piping inside the chamber (SS/MS/CI) and delivery piping up to the outlet basin (40–50 ft) of approved material (Fibre reinforced cement/upvc of suitable internal diameter size as approved by E-in-C) with all bends, flanges, valves, gaskets, supports and accessories, and carrying out all works necessary for energizing, testing and full-load commissioning of the complete pump set in all respects.. Pump shall have min. 82% efficiency which should be verified according to ISO 9906-1B standard. Material of pump casing shall be Gray cast iron EN-GJL-250 having impeller in Stainless Steel grade 1.4408. Pump shall be coated internally with epoxy paint. Material of pump shall be verified according to material test certificate EN 10204-3.1. Motor shall be of reputed manufacturer having min. IE3 efficiency class. Rating of motor to be 45 KW (60HP, 950 rpm)/6 pole, 3 phase, 50 Hz, 380/400 Volts. Manufacturer shall have its own testing facility to verify pumps hydraulic performance testing. Manufacturer shall have its own material testing lab to verify metallurgical testing. [including transportation and all overhead charges] | Job | 6 | 4140119 | 24840714
2 | Providing, installation, testing and comissioning of 5 Ton capacity Gantry Craine, with girder bridge type arrangement, fitted with electric motor for its operation and mobility, electric wiring and fixing in position, complete in all rspect. | No. | 1 | 1315342 | 1315342
3 | GNSS (Topographical) Surveying instrument with Base, Rover, Controller complete in all respect | No | 1 | 1829000 | 1829000
4 | Providing and supplying a complete aerial topographic survey package consisting of a professional RTK-enabled survey drone, high-resolution photogrammetry camera, licensed processing software, additional 8 batteries with charging hub, Ground Control Point (GCP) sets/markers, High graded RTK base station kit with tripod and pole, and 5 TB rugged NVMe SSD storage, complete in all respects (Equivalent: DJI Matrice 350 RTK Drone, Zenmuse P1c etc) | No | 1 | 4250000 | 4250000
5 | Providing and supplying a Total Station with angle accuracy ≤5″, EDM reflectorless range ≥500 m, prism range ≥1500 m, distance accuracy ±(2 mm + 2 ppm), 30× telescope, dual-axis compensator, rechargeable batteries with charger, prism set with pole, tripod, data storage/USB/Bluetooth interface, carrying case, calibration certificate, and all accessories complete. | No | 1 | 1475000 | 1475000
6 | Providing and supplying an automatic self-leveling Auto-Level with minimum 32× magnification, ±2 mm/km accuracy, dual-axis compensator, tripod, 2.5 m leveling staff, carrying case, calibration certificate, and all accessories complete. | No | 4 | 129800 | 519200
7 | Providing and supplying a high-performance workstation laptop with Intel Core i9-14900HX / AMD Ryzen 9 7940HX or higher, 64GB DDR5 RAM, 2TB NVMe Gen-5 M.2 SSD, dedicated NVIDIA RTX 4080 (12GB) or higher GPU, Windows 11 Pro, full-size keyboard with numeric pad, complete with premium laptop bag, wireless headphones (Sennheiser/Beats/Sony/Anker or equivalent), USB 3.2 Gen-2 (10Gbps) flash drive, and Logitech MX Master 3S wireless mouse or equivalent, complete in all respects. | No | 2 | 850000 | 1700000
Total: |  |  |  |  | 35929256
21. Installation and Solarization of Pumps |  |  |  |  | 30368325 | 0 | 30368325
1 | Providing installation, testing, and commissioning of a 64 kW Solar PV system capable of operating a horizontal centrifugal pump with discharge 10 cusec against 40 - 45 ft head, pump minimum 82% efficiency verified as per ISO 9906-1B standard, including Tier-1 Bloomberg-certified mono/ bi-facial N-type solar panels (JINKO / LONGI / JA / Canadian / AKCome / TW / Trina, 700+ W/panel, 23.5% efficiency), solar pump inverter INVT suitably rated for system capacity, mounted on 12 ft high L2/L3/L4 galvanized steel structure (14 gauge) with complete mechanical and civil works, DC and AC cabling using XLPE/PVC insulated tin-coated copper wires, combiner boxes, AC & DC breakers, SPDs (A+ grade), all distribution/protection boxes (12"×18"×18" SWG or equivalent), PVC pipes, flexible pipes (1–1.5"), thimbles (O-type, U-type with shrouds), Rawl bolts, nuts and bolts, complete earthing system, lightning arrestor, all civil works, foundations, and supports, electrical connections for net metering with meter, transportation of all materials from warehouse to site, testing, commissioning, and manufacturer-provided maintenance/after-sales service for 2 years, complete in all respects as directed by the Engineer-in-Charge. | No | 6 | 5061387.5 | 30368325
Total: |  |  |  |  | 30368325
22. Environmental Monitoring Cost |  |  |  |  | 9000000 | 0 | 9000000
1 | For Construction Phase
a | Surface water Monitoring | Lump Sump |  |  | 1300000
b | Groundwater Monitoring | Lump Sump |  |  | 700000
c | Ambient Air Quality Monitoring | Lump Sump |  |  | 500000
2 | For Operational Phase
a | Surface water Monitoring | Lump Sump |  |  | 500000
b | Groundwater Monitoring | Lump Sump |  |  | 500000
3 | Drinking Water & Groundwater Monitoring near disposal Pit
a | Drinking Water Monitoring | Lump Sump |  |  | 250000
b | Groundwater Monitoring | Lump Sump |  |  | 250000
4 | Training
a | Training Session | Lump Sump | 5 | 100000 | 500000
5 | Emergency Plan | Lump Sump | 1 |  | 1500000
6 | Environmental Audit Cost | Lump Sump | 3 | 500000 | 1500000
7 | Site Visits by Regulatory Authorities | Lump Sump | 1 |  | 500000
8 | Traffic Management Cost
a | Sign Board | Lump Sump | 1 |  | 125000
b | Barricading Fence along Access Roads | Lump Sump | 1 |  | 100000
c | Temporary Speed Breakers | Lump Sump | 1 |  | 100000
d | Controlling Dust Pollution | Lump Sump | 1 |  | 175000
e | Relocation of amenities and localized widening of road and barrier | Lump Sump | 1 |  | 500000
| Total Cost |  |  |  | 9000000
[5 empty] | 2279231027.8846 | -1838.8057 | 2279229189.0789